## Resource Options
Long Description | Tab | Storage (MWh) | Plant Size (MW) (59F)
7F.04 CT Frame Greenfield | Fuel Gen |  | 180.495
Reciprocating Engine (ICE) Machine | Fuel Gen |  | 185.438
NG CCCT (1x1 w/DF) | Fuel Gen |  | 311.536
Small Modular Reactor (share) | Other PPA |  | 100
NW Wind On System (Share) | Wind PPA |  | 100
NW Wind Off System | Wind PPA |  | 100
Wind Montana | Wind PPA |  | 100
Off Shore Wind (Share) | Wind PPA |  | 100
New Residential Solar | Solar PPA |  | 0.006087
New Residential Solar + Storage | Solar PPA | 0.005 | 0.006087
Existing Residential Solar | Solar PPA |  | 0.006087
Existing Residential Solar + Storage | Solar PPA | 0.005 | 0.006087
Commercial Solar | Solar PPA |  | 1
Commercial Solar + Storage | Solar PPA | 1 | 1
Solar Photovoltaic Fixed Array (5 MW AC) | Solar PPA |  | 5
Solar Photovoltaic Fixed Array (5 MW AC) + Storage | Solar PPA | 5 | 5
Solar Photovoltaic w/Single Axis Tracking (100 MW AC) | Solar PPA |  | 100
Southern NW Solar Photovoltaic w/ Single Axis Tracking (100 MW AC) | Solar PPA |  | 100
100 MW/400 MWh Lithium-ion w/Solar | Solar PPA | 100 | 100
100 MW/200 MWh Lithium-ion w/Solar | Solar PPA | 100 | 100
50 MW/200 MWh Lithium-ion w/Solar | Solar PPA | 50 | 100
Distribution Scale 4hr Lithium-Ion | Ownership Storage | 20 | 5
Distribution Scale 8hr Lithium-Ion | Ownership Storage | 40 | 5
4hr Lithium-Ion | Ownership Storage | 100 | 25
8hr Lithium-Ion | Ownership Storage | 200 | 25
16hr Lithium-Ion | Ownership Storage | 400 | 25
4 hr Vanadium Flow Battery | Ownership Storage | 100 | 25
4 hr Zinc Bromide Flow Battery | Ownership Storage | 100 | 25
100hr Iron Oxide | Ownership Storage | 10000 | 100
Geothermal (Off System) | Other PPA |  | 20
Hydrogen Fuel Cell with 40 hrs Storage | Fuel Gen |  | 25
7F.04 CT Frame Greenfield + ammonia + storage | Fuel Gen |  | 74
Liquid Air | Ownership Storage | 400 | 25
Pumped Hydro (8.5 hr/ 400 MW share) | Ownership Storage | 3400 | 400
Pumped Hydro (16 hr/ 100 MW) | Ownership Storage | 1600 | 100
Pumped Hyrdo (24 hr/ 100 MW) | Ownership Storage | 2400 | 100
Wood Biomass | Upgrades |  | 57.6
Rathdrum CT 2055 Uprates two unit operation | Upgrades |  | 5
Rathdrum CT: Inlet Evaporation 2 unit operation | Upgrades |  | 10

## DATA (Real)
REFERENCE CODE | Base Year USD | Source | Data Point | Resource | 2020 | 2021 | 2022 | 2023 | 2024 | 2025 | 2026 | 2027 | 2028 | 2029 | 2030 | 2031 | 2032 | 2033 | 2034 | 2035 | 2036 | 2037 | 2038 | 2039 | 2040 | 2041 | 2042 | 2043 | 2044 | 2045 | 2046 | 2047 | 2048 | 2049 | 2050 | 2051 | 2052 | 2053 | 2054 | 2055 | 2056 | 2057 | 2058 | 2059 | 2060 | 2061 | 2062 | 2063 | 2064 | 2065 | 2066 | 2067 | 2068 | 2069 | 2070 | 2071 | 2072 | 2073 | 2074 | 2075 | 2076 | 2077 | 2078 | 2079 | 2080 | 2081 | 2082 | 2083 | 2084 | 2085 | 2086 | 2087 | 2088 | 2089 | 2090
| Net Capacity Factor (%) |  | Net Capacity Factor (%)
|  | Internal | Net Capacity Factor (%) | Wood Biomass | 50% | 50% | 50% | 50% | 50% | 50% | 50% | 50% | 50% | 50% | 50% | 50% | 50% | 50% | 50% | 50% | 50% | 50% | 50% | 50% | 50% | 50% | 50% | 50% | 50% | 50% | 50% | 50% | 50% | 50% | 50% | 50% | 50% | 50% | 50% | 50% | 50% | 50% | 50% | 50% | 50% | 50% | 50% | 50% | 50% | 50% | 50% | 50% | 50% | 50% | 50% | 50% | 50% | 50% | 50% | 50% | 50% | 50% | 50% | 50% | 50% | 50% | 50% | 50% | 50% | 50% | 50% | 50% | 50% | 50% | 50%
|  | Internal | Net Capacity Factor (%) | Rathdrum CT 2055 Uprates two unit operation | 91.32% | 91.32% | 91.32% | 91.32% | 91.32% | 91.32% | 91.32% | 91.32% | 91.32% | 91.32% | 91.32% | 91.32% | 91.32% | 91.32% | 91.32% | 91.32% | 91.32% | 91.32% | 91.32% | 91.32% | 91.32% | 91.32% | 91.32% | 91.32% | 91.32% | 91.32% | 91.32% | 91.32% | 91.32% | 91.32% | 91.32% | 91.32% | 91.32% | 91.32% | 91.32% | 91.32% | 91.32% | 91.32% | 91.32% | 91.32% | 91.32% | 91.32% | 91.32% | 91.32% | 91.32% | 91.32% | 91.32% | 91.32% | 91.32% | 91.32% | 91.32% | 91.32% | 91.32% | 91.32% | 91.32% | 91.32% | 91.32% | 91.32% | 91.32% | 91.32% | 91.32% | 91.32% | 91.32% | 91.32% | 91.32% | 91.32% | 91.32% | 91.32% | 91.32% | 91.32% | 91.32%
|  | Internal | Net Capacity Factor (%) | Rathdrum CT: Inlet Evaporation 2 unit operation | 91.32% | 91.32% | 91.32% | 91.32% | 91.32% | 91.32% | 91.32% | 91.32% | 91.32% | 91.32% | 91.32% | 91.32% | 91.32% | 91.32% | 91.32% | 91.32% | 91.32% | 91.32% | 91.32% | 91.32% | 91.32% | 91.32% | 91.32% | 91.32% | 91.32% | 91.32% | 91.32% | 91.32% | 91.32% | 91.32% | 91.32% | 91.32% | 91.32% | 91.32% | 91.32% | 91.32% | 91.32% | 91.32% | 91.32% | 91.32% | 91.32% | 91.32% | 91.32% | 91.32% | 91.32% | 91.32% | 91.32% | 91.32% | 91.32% | 91.32% | 91.32% | 91.32% | 91.32% | 91.32% | 91.32% | 91.32% | 91.32% | 91.32% | 91.32% | 91.32% | 91.32% | 91.32% | 91.32% | 91.32% | 91.32% | 91.32% | 91.32% | 91.32% | 91.32% | 91.32% | 91.32%
NREL - RPV8 (CF) |  | Internal/NREL Residential PV - Class 8 | Net Capacity Factor (%) | New Residential Solar | 13.67% | 13.69% | 13.71% | 13.73% | 13.76% | 13.78% | 13.8% | 13.82% | 13.84% | 13.86% | 13.88% | 13.9% | 13.92% | 13.94% | 13.95% | 13.97% | 13.99% | 14.01% | 14.03% | 14.04% | 14.06% | 14.08% | 14.1% | 14.12% | 14.13% | 14.15% | 14.17% | 14.19% | 14.21% | 14.22% | 14.24% | 14.27% | 14.3% | 14.33% | 14.36% | 14.38% | 14.41% | 14.44% | 14.47% | 14.5% | 14.53% | 14.56% | 14.59% | 14.62% | 14.65% | 14.67% | 14.7% | 14.73% | 14.76% | 14.79% | 14.82% | 14.85% | 14.88% | 14.91% | 14.94% | 14.97% | 15% | 15.03% | 15.06% | 15.09% | 15.12% | 15.15% | 15.18% | 15.21% | 15.24% | 15.27% | 15.3% | 15.33% | 15.36% | 15.4% | 15.43%
|  | Internal/NREL Residential PV - Class 8 | Net Capacity Factor (%) | New Residential Solar + Storage (Solar Only) | 13.67% | 13.69% | 13.71% | 13.73% | 13.76% | 13.78% | 13.8% | 13.82% | 13.84% | 13.86% | 13.88% | 13.9% | 13.92% | 13.94% | 13.95% | 13.97% | 13.99% | 14.01% | 14.03% | 14.04% | 14.06% | 14.08% | 14.1% | 14.12% | 14.13% | 14.15% | 14.17% | 14.19% | 14.21% | 14.22% | 14.24% | 14.27% | 14.3% | 14.33% | 14.36% | 14.38% | 14.41% | 14.44% | 14.47% | 14.5% | 14.53% | 14.56% | 14.59% | 14.62% | 14.65% | 14.67% | 14.7% | 14.73% | 14.76% | 14.79% | 14.82% | 14.85% | 14.88% | 14.91% | 14.94% | 14.97% | 15% | 15.03% | 15.06% | 15.09% | 15.12% | 15.15% | 15.18% | 15.21% | 15.24% | 15.27% | 15.3% | 15.33% | 15.36% | 15.4% | 15.43%
|  | Internal/NREL Residential PV - Class 8 | Net Capacity Factor (%) | Existing Residential Solar | 13.67% | 13.69% | 13.71% | 13.73% | 13.76% | 13.78% | 13.8% | 13.82% | 13.84% | 13.86% | 13.88% | 13.9% | 13.92% | 13.94% | 13.95% | 13.97% | 13.99% | 14.01% | 14.03% | 14.04% | 14.06% | 14.08% | 14.1% | 14.12% | 14.13% | 14.15% | 14.17% | 14.19% | 14.21% | 14.22% | 14.24% | 14.27% | 14.3% | 14.33% | 14.36% | 14.38% | 14.41% | 14.44% | 14.47% | 14.5% | 14.53% | 14.56% | 14.59% | 14.62% | 14.65% | 14.67% | 14.7% | 14.73% | 14.76% | 14.79% | 14.82% | 14.85% | 14.88% | 14.91% | 14.94% | 14.97% | 15% | 15.03% | 15.06% | 15.09% | 15.12% | 15.15% | 15.18% | 15.21% | 15.24% | 15.27% | 15.3% | 15.33% | 15.36% | 15.4% | 15.43%
|  | Internal/NREL Residential PV - Class 8 | Net Capacity Factor (%) | Existing Residential Solar + Storage (Solar Only) | 13.67% | 13.69% | 13.71% | 13.73% | 13.76% | 13.78% | 13.8% | 13.82% | 13.84% | 13.86% | 13.88% | 13.9% | 13.92% | 13.94% | 13.95% | 13.97% | 13.99% | 14.01% | 14.03% | 14.04% | 14.06% | 14.08% | 14.1% | 14.12% | 14.13% | 14.15% | 14.17% | 14.19% | 14.21% | 14.22% | 14.24% | 14.27% | 14.3% | 14.33% | 14.36% | 14.38% | 14.41% | 14.44% | 14.47% | 14.5% | 14.53% | 14.56% | 14.59% | 14.62% | 14.65% | 14.67% | 14.7% | 14.73% | 14.76% | 14.79% | 14.82% | 14.85% | 14.88% | 14.91% | 14.94% | 14.97% | 15% | 15.03% | 15.06% | 15.09% | 15.12% | 15.15% | 15.18% | 15.21% | 15.24% | 15.27% | 15.3% | 15.33% | 15.36% | 15.4% | 15.43%
NREL - CPV8 (CF) |  | Internal/NREL Commercial PV - Class 8 | Net Capacity Factor (%) | Commercial Solar | 13.86% | 14.01% | 14.16% | 14.31% | 14.45% | 14.6% | 14.75% | 14.9% | 15.05% | 15.19% | 15.34% | 15.4% | 15.45% | 15.51% | 15.56% | 15.62% | 15.68% | 15.73% | 15.79% | 15.84% | 15.9% | 15.95% | 16.01% | 16.06% | 16.12% | 16.18% | 16.23% | 16.29% | 16.34% | 16.4% | 16.45% | 16.49% | 16.52% | 16.55% | 16.59% | 16.62% | 16.65% | 16.69% | 16.72% | 16.75% | 16.79% | 16.82% | 16.85% | 16.89% | 16.92% | 16.95% | 16.99% | 17.02% | 17.06% | 17.09% | 17.12% | 17.16% | 17.19% | 17.23% | 17.26% | 17.3% | 17.33% | 17.37% | 17.4% | 17.44% | 17.47% | 17.5% | 17.54% | 17.58% | 17.61% | 17.65% | 17.68% | 17.72% | 17.75% | 17.79% | 17.82%
|  | Internal/NREL Commercial PV - Class 8 | Net Capacity Factor (%) | Commercial Solar + Storage | 13.86% | 14.01% | 14.16% | 14.31% | 14.45% | 14.6% | 14.75% | 14.9% | 15.05% | 15.19% | 15.34% | 15.4% | 15.45% | 15.51% | 15.56% | 15.62% | 15.68% | 15.73% | 15.79% | 15.84% | 15.9% | 15.95% | 16.01% | 16.06% | 16.12% | 16.18% | 16.23% | 16.29% | 16.34% | 16.4% | 16.45% | 16.49% | 16.52% | 16.55% | 16.59% | 16.62% | 16.65% | 16.69% | 16.72% | 16.75% | 16.79% | 16.82% | 16.85% | 16.89% | 16.92% | 16.95% | 16.99% | 17.02% | 17.06% | 17.09% | 17.12% | 17.16% | 17.19% | 17.23% | 17.26% | 17.3% | 17.33% | 17.37% | 17.4% | 17.44% | 17.47% | 17.5% | 17.54% | 17.58% | 17.61% | 17.65% | 17.68% | 17.72% | 17.75% | 17.79% | 17.82%
NREL - UPV4 (CF) |  | Internal/NREL Utility PV - Class 4 | Net Capacity Factor (%) | Solar Photovoltaic Fixed Array (5 MW AC) | 26.08% | 26.36% | 26.64% | 26.92% | 27.2% | 27.48% | 27.76% | 28.03% | 28.31% | 28.59% | 28.87% | 28.97% | 29.08% | 29.18% | 29.29% | 29.39% | 29.5% | 29.6% | 29.71% | 29.81% | 29.91% | 30.02% | 30.12% | 30.23% | 30.33% | 30.44% | 30.54% | 30.65% | 30.75% | 30.86% | 30.96% | 30.89% | 30.95% | 31.01% | 31.08% | 31.14% | 31.2% | 31.26% | 31.33% | 31.39% | 31.45% | 31.51% | 31.58% | 31.64% | 31.7% | 31.77% | 31.83% | 31.89% | 31.96% | 32.02% | 32.09% | 32.15% | 32.21% | 32.28% | 32.34% | 32.41% | 32.47% | 32.54% | 32.6% | 32.67% | 32.73% | 32.8% | 32.86% | 32.93% | 33% | 33.06% | 33.13% | 33.19% | 33.26% | 33.33% | 33.39%
|  | Internal/NREL Utility PV - Class 4 | Net Capacity Factor (%) | Solar Photovoltaic Fixed Array (5 MW AC) + Storage (Solar Only) | 26.08% | 26.36% | 26.64% | 26.92% | 27.2% | 27.48% | 27.76% | 28.03% | 28.31% | 28.59% | 28.87% | 28.97% | 29.08% | 29.18% | 29.29% | 29.39% | 29.5% | 29.6% | 29.71% | 29.81% | 29.91% | 30.02% | 30.12% | 30.23% | 30.33% | 30.44% | 30.54% | 30.65% | 30.75% | 30.86% | 30.96% | 30.89% | 30.95% | 31.01% | 31.08% | 31.14% | 31.2% | 31.26% | 31.33% | 31.39% | 31.45% | 31.51% | 31.58% | 31.64% | 31.7% | 31.77% | 31.83% | 31.89% | 31.96% | 32.02% | 32.09% | 32.15% | 32.21% | 32.28% | 32.34% | 32.41% | 32.47% | 32.54% | 32.6% | 32.67% | 32.73% | 32.8% | 32.86% | 32.93% | 33% | 33.06% | 33.13% | 33.19% | 33.26% | 33.33% | 33.39%
NREL - UPV4 (CF) |  | Internal/NREL Utility PV - Class 4 | Net Capacity Factor (%) | Solar Photovoltaic w/Single Axis Tracking (100 MW AC) | 26.08% | 26.36% | 26.64% | 26.92% | 27.2% | 27.48% | 27.76% | 28.21% | 28.67% | 29.14% | 29.62% | 29.68% | 29.74% | 29.8% | 29.86% | 29.92% | 29.98% | 30.04% | 30.1% | 30.16% | 30.22% | 30.28% | 30.34% | 30.4% | 30.46% | 30.52% | 30.58% | 30.64% | 30.71% | 30.77% | 30.83% | 30.89% | 30.95% | 31.01% | 31.08% | 31.14% | 31.2% | 31.26% | 31.33% | 31.39% | 31.45% | 31.51% | 31.58% | 31.64% | 31.7% | 31.77% | 31.83% | 31.89% | 31.96% | 32.02% | 32.09% | 32.15% | 32.21% | 32.28% | 32.34% | 32.41% | 32.47% | 32.54% | 32.6% | 32.67% | 32.73% | 32.8% | 32.86% | 32.93% | 33% | 33.06% | 33.13% | 33.19% | 33.26% | 33.33% | 33.39%
NREL - UPV3 (CF) |  | Internal/NREL Utility PV - Class 3 | Net Capacity Factor (%) | Southern NW Solar Photovoltaic w/ Single Axis Tracking (100 MW AC) | 27.6% | 27.9% | 28.19% | 28.48% | 28.78% | 29.07% | 29.37% | 29.85% | 30.34% | 30.84% | 31.34% | 31.41% | 31.47% | 31.53% | 31.59% | 31.66% | 31.72% | 31.78% | 31.85% | 31.91% | 31.98% | 32.04% | 32.1% | 32.17% | 32.23% | 32.3% | 32.36% | 32.43% | 32.49% | 32.56% | 32.62% | 32.69% | 32.75% | 32.82% | 32.88% | 32.95% | 33.01% | 33.08% | 33.15% | 33.21% | 33.28% | 33.35% | 33.41% | 33.48% | 33.55% | 33.61% | 33.68% | 33.75% | 33.82% | 33.88% | 33.95% | 34.02% | 34.09% | 34.16% | 34.22% | 34.29% | 34.36% | 34.43% | 34.5% | 34.57% | 34.64% | 34.71% | 34.77% | 34.84% | 34.91% | 34.98% | 35.05% | 35.12% | 35.19% | 35.26% | 35.34%
|  | Internal/NREL Utility PV - Class 4 | Net Capacity Factor (%) | 100 MW/400 MWh Lithium-ion w/Solar (Solar Only) | 26.08% | 26.36% | 26.64% | 26.92% | 27.2% | 27.48% | 27.76% | 28.21% | 28.67% | 29.14% | 29.62% | 29.68% | 29.74% | 29.8% | 29.86% | 29.92% | 29.98% | 30.04% | 30.1% | 30.16% | 30.22% | 30.28% | 30.34% | 30.4% | 30.46% | 30.52% | 30.58% | 30.64% | 30.71% | 30.77% | 30.83% | 30.89% | 30.95% | 31.01% | 31.08% | 31.14% | 31.2% | 31.26% | 31.33% | 31.39% | 31.45% | 31.51% | 31.58% | 31.64% | 31.7% | 31.77% | 31.83% | 31.89% | 31.96% | 32.02% | 32.09% | 32.15% | 32.21% | 32.28% | 32.34% | 32.41% | 32.47% | 32.54% | 32.6% | 32.67% | 32.73% | 32.8% | 32.86% | 32.93% | 33% | 33.06% | 33.13% | 33.19% | 33.26% | 33.33% | 33.39%
|  | Internal/NREL Utility PV - Class 4 | Net Capacity Factor (%) | 100 MW/200 MWh Lithium-ion w/Solar (Solar Only) | 26.08% | 26.36% | 26.64% | 26.92% | 27.2% | 27.48% | 27.76% | 28.21% | 28.67% | 29.14% | 29.62% | 29.68% | 29.74% | 29.8% | 29.86% | 29.92% | 29.98% | 30.04% | 30.1% | 30.16% | 30.22% | 30.28% | 30.34% | 30.4% | 30.46% | 30.52% | 30.58% | 30.64% | 30.71% | 30.77% | 30.83% | 30.89% | 30.95% | 31.01% | 31.08% | 31.14% | 31.2% | 31.26% | 31.33% | 31.39% | 31.45% | 31.51% | 31.58% | 31.64% | 31.7% | 31.77% | 31.83% | 31.89% | 31.96% | 32.02% | 32.09% | 32.15% | 32.21% | 32.28% | 32.34% | 32.41% | 32.47% | 32.54% | 32.6% | 32.67% | 32.73% | 32.8% | 32.86% | 32.93% | 33% | 33.06% | 33.13% | 33.19% | 33.26% | 33.33% | 33.39%
|  | Internal/NREL Utility PV - Class 4 | Net Capacity Factor (%) | 50 MW/200 MWh Lithium-ion w/Solar (Solar Only) | 26.08% | 26.36% | 26.64% | 26.92% | 27.2% | 27.48% | 27.76% | 28.21% | 28.67% | 29.14% | 29.62% | 29.68% | 29.74% | 29.8% | 29.86% | 29.92% | 29.98% | 30.04% | 30.1% | 30.16% | 30.22% | 30.28% | 30.34% | 30.4% | 30.46% | 30.52% | 30.58% | 30.64% | 30.71% | 30.77% | 30.83% | 30.89% | 30.95% | 31.01% | 31.08% | 31.14% | 31.2% | 31.26% | 31.33% | 31.39% | 31.45% | 31.51% | 31.58% | 31.64% | 31.7% | 31.77% | 31.83% | 31.89% | 31.96% | 32.02% | 32.09% | 32.15% | 32.21% | 32.28% | 32.34% | 32.41% | 32.47% | 32.54% | 32.6% | 32.67% | 32.73% | 32.8% | 32.86% | 32.93% | 33% | 33.06% | 33.13% | 33.19% | 33.26% | 33.33% | 33.39%
NREL - NWOS (CF) |  | Internal/NREL Land-Based Wind - Class 8 | Net Capacity Factor (%) | NW Wind On System (Share) | 32.2% | 32.2% | 32.2% | 32.2% | 32.2% | 32.2% | 32.2% | 32.73% | 33.26% | 33.81% | 34.36% | 34.4% | 34.43% | 34.47% | 34.5% | 34.54% | 34.57% | 34.61% | 34.64% | 34.68% | 34.71% | 34.74% | 34.78% | 34.81% | 34.85% | 34.88% | 34.92% | 34.95% | 34.99% | 35.02% | 35.06% | 35.09% | 35.13% | 35.16% | 35.2% | 35.23% | 35.27% | 35.3% | 35.34% | 35.38% | 35.41% | 35.45% | 35.48% | 35.52% | 35.55% | 35.59% | 35.62% | 35.66% | 35.7% | 35.73% | 35.77% | 35.8% | 35.84% | 35.87% | 35.91% | 35.95% | 35.98% | 36.02% | 36.05% | 36.09% | 36.13% | 36.16% | 36.2% | 36.23% | 36.27% | 36.31% | 36.34% | 36.38% | 36.42% | 36.45% | 36.49%
|  | Internal/NREL Land-Based Wind - Class 8 | Net Capacity Factor (%) | NW Wind Off System | 32.2% | 32.2% | 32.2% | 32.2% | 32.2% | 32.2% | 32.2% | 32.73% | 33.26% | 33.81% | 34.36% | 34.4% | 34.43% | 34.47% | 34.5% | 34.54% | 34.57% | 34.61% | 34.64% | 34.68% | 34.71% | 34.74% | 34.78% | 34.81% | 34.85% | 34.88% | 34.92% | 34.95% | 34.99% | 35.02% | 35.06% | 35.09% | 35.13% | 35.16% | 35.2% | 35.23% | 35.27% | 35.3% | 35.34% | 35.38% | 35.41% | 35.45% | 35.48% | 35.52% | 35.55% | 35.59% | 35.62% | 35.66% | 35.7% | 35.73% | 35.77% | 35.8% | 35.84% | 35.87% | 35.91% | 35.95% | 35.98% | 36.02% | 36.05% | 36.09% | 36.13% | 36.16% | 36.2% | 36.23% | 36.27% | 36.31% | 36.34% | 36.38% | 36.42% | 36.45% | 36.49%
|  | Internal | Net Capacity Factor (%) | Wind Montana | 41% | 41% | 41% | 41% | 41% | 41% | 41% | 41.67% | 42.36% | 43.05% | 43.76% | 43.8% | 43.84% | 43.89% | 43.93% | 43.98% | 44.02% | 44.06% | 44.11% | 44.15% | 44.2% | 44.24% | 44.28% | 44.33% | 44.37% | 44.42% | 44.46% | 44.51% | 44.55% | 44.6% | 44.64% | 44.68% | 44.73% | 44.77% | 44.82% | 44.86% | 44.91% | 44.95% | 45% | 45.04% | 45.09% | 45.13% | 45.18% | 45.22% | 45.27% | 45.31% | 45.36% | 45.4% | 45.45% | 45.5% | 45.54% | 45.59% | 45.63% | 45.68% | 45.72% | 45.77% | 45.82% | 45.86% | 45.91% | 45.95% | 46% | 46.04% | 46.09% | 46.14% | 46.18% | 46.23% | 46.28% | 46.32% | 46.37% | 46.41% | 46.46%
NREL - OSW12 (CF) |  | NREL Wind Speed Class 12 | Net Capacity Factor (%) | Off Shore Wind (Share) | 2020: 46.19%; 2021: 46.68%; 2022: 47.13%; 2023: 47.56%; 2024: 47.96%; 2025: 48.35%; 2026: 48.73%; 2027: 49.1%; 2028: 49.47%; 2029: 49.82%; 2030: 50.18%; 2031: 50.33%; 2032: 50.48%; 2033: 50.62%; 2034: 50.76%; 2035: 50.9%; 2036: 51.04%; 2037: 51.17%; 2038: 51.3%; 2039: 51.43%; 2040: 51.56%; 2041: 51.69%; 2042: 51.82%; 2043: 51.95%; 2044: 52.07%; 2045: 52.2%; 2046: 52.32%; 2047: 52.44%; 2048: 52.57%; 2049: 52.69%; 2050: 52.81%
NREL - NUC (CF) |  | NREL Nuclear - Small Modular Reactor | Net Capacity Factor (%) | Small Modular Reactor (share) | 93.7% | 93.7% | 93.7% | 93.7% | 93.7% | 93.7% | 93.7% | 93.7% | 93.7% | 93.7% | 93.7% | 93.7% | 93.7% | 93.7% | 93.7% | 93.7% | 93.7% | 93.7% | 93.7% | 93.7% | 93.7% | 93.7% | 93.7% | 93.7% | 93.7% | 93.7% | 93.7% | 93.7% | 93.7% | 93.7% | 93.7% | 93.7% | 93.7% | 93.7% | 93.7% | 93.7% | 93.7% | 93.7% | 93.7% | 93.7% | 93.7% | 93.7% | 93.7% | 93.7% | 93.7% | 93.7% | 93.7% | 93.7% | 93.7% | 93.7% | 93.7% | 93.7% | 93.7% | 93.7% | 93.7% | 93.7% | 93.7% | 93.7% | 93.7% | 93.7% | 93.7% | 93.7% | 93.7% | 93.7% | 93.7% | 93.7% | 93.7% | 93.7% | 93.7% | 93.7% | 93.7%
NREL - GEO (CF) |  | NREL Geothermal - Hydro / Flash | Net Capacity Factor (%) | Geothermal (Off System) | 90% | 90% | 90% | 90% | 90% | 90% | 90% | 90% | 90% | 90% | 90% | 90% | 90% | 90% | 90% | 90% | 90% | 90% | 90% | 90% | 90% | 90% | 90% | 90% | 90% | 90% | 90% | 90% | 90% | 90% | 90% | 90% | 90% | 90% | 90% | 90% | 90% | 90% | 90% | 90% | 90% | 90% | 90% | 90% | 90% | 90% | 90% | 90% | 90% | 90% | 90% | 90% | 90% | 90% | 90% | 90% | 90% | 90% | 90% | 90% | 90% | 90% | 90% | 90% | 90% | 90% | 90% | 90% | 90% | 90% | 90%
| Heat Rate (MMBtu/MWh) |  | Heat Rate (MMBtu/MWh)
NREL - NUC (HR) |  | NREL Nuclear - Small Modular Reactor | Heat Rate (MMBtu/MWh) | Small Modular Reactor (share) | 10.443 | 10.443 | 10.443 | 10.443 | 10.443 | 10.443 | 10.443 | 10.443 | 10.443 | 10.443 | 10.443 | 10.443 | 10.443 | 10.443 | 10.443 | 10.443 | 10.443 | 10.443 | 10.443 | 10.443 | 10.443 | 10.443 | 10.443 | 10.443 | 10.443 | 10.443 | 10.443 | 10.443 | 10.443 | 10.443 | 10.443 | 10.443 | 10.443 | 10.443 | 10.443 | 10.443 | 10.443 | 10.443 | 10.443 | 10.443 | 10.443 | 10.443 | 10.443 | 10.443 | 10.443 | 10.443 | 10.443 | 10.443 | 10.443 | 10.443 | 10.443 | 10.443 | 10.443 | 10.443 | 10.443 | 10.443 | 10.443 | 10.443 | 10.443 | 10.443 | 10.443 | 10.443 | 10.443 | 10.443 | 10.443 | 10.443 | 10.443 | 10.443 | 10.443 | 10.443 | 10.443
|  | Internal | Heat Rate (MMBtu/MWh) | Wood Biomass | 13.524 | 13.524 | 13.524 | 13.524 | 13.524 | 13.524 | 13.524 | 13.524 | 13.524 | 13.524 | 13.524 | 13.524 | 13.524 | 13.524 | 13.524 | 13.524 | 13.524 | 13.524 | 13.524 | 13.524 | 13.524 | 13.524 | 13.524 | 13.524 | 13.524 | 13.524 | 13.524 | 13.524 | 13.524 | 13.524 | 13.524 | 13.524 | 13.524 | 13.524 | 13.524 | 13.524 | 13.524 | 13.524 | 13.524 | 13.524 | 13.524 | 13.524 | 13.524 | 13.524 | 13.524 | 13.524 | 13.524 | 13.524 | 13.524 | 13.524 | 13.524 | 13.524 | 13.524 | 13.524 | 13.524 | 13.524 | 13.524 | 13.524 | 13.524 | 13.524 | 13.524 | 13.524 | 13.524 | 13.524 | 13.524 | 13.524 | 13.524 | 13.524 | 13.524 | 13.524 | 13.524
|  | Internal | Heat Rate (MMBtu/MWh) | Rathdrum CT 2055 Uprates two unit operation | 11.2 | 11.2 | 11.2 | 11.2 | 11.2 | 11.2 | 11.2 | 11.2 | 11.2 | 11.2 | 11.2 | 11.2 | 11.2 | 11.2 | 11.2 | 11.2 | 11.2 | 11.2 | 11.2 | 11.2 | 11.2 | 11.2 | 11.2 | 11.2 | 11.2 | 11.2 | 11.2 | 11.2 | 11.2 | 11.2 | 11.2 | 11.2 | 11.2 | 11.2 | 11.2 | 11.2 | 11.2 | 11.2 | 11.2 | 11.2 | 11.2 | 11.2 | 11.2 | 11.2 | 11.2 | 11.2 | 11.2 | 11.2 | 11.2 | 11.2 | 11.2 | 11.2 | 11.2 | 11.2 | 11.2 | 11.2 | 11.2 | 11.2 | 11.2 | 11.2 | 11.2 | 11.2 | 11.2 | 11.2 | 11.2 | 11.2 | 11.2 | 11.2 | 11.2 | 11.2 | 11.2
|  | Internal | Heat Rate (MMBtu/MWh) | Rathdrum CT: Inlet Evaporation 2 unit operation | 11.32 | 11.32 | 11.32 | 11.32 | 11.32 | 11.32 | 11.32 | 11.32 | 11.32 | 11.32 | 11.32 | 11.32 | 11.32 | 11.32 | 11.32 | 11.32 | 11.32 | 11.32 | 11.32 | 11.32 | 11.32 | 11.32 | 11.32 | 11.32 | 11.32 | 11.32 | 11.32 | 11.32 | 11.32 | 11.32 | 11.32 | 11.32 | 11.32 | 11.32 | 11.32 | 11.32 | 11.32 | 11.32 | 11.32 | 11.32 | 11.32 | 11.32 | 11.32 | 11.32 | 11.32 | 11.32 | 11.32 | 11.32 | 11.32 | 11.32 | 11.32 | 11.32 | 11.32 | 11.32 | 11.32 | 11.32 | 11.32 | 11.32 | 11.32 | 11.32 | 11.32 | 11.32 | 11.32 | 11.32 | 11.32 | 11.32 | 11.32 | 11.32 | 11.32 | 11.32 | 11.32
|  | Internal | Heat Rate (MMBtu/MWh) | 7F.04 CT Frame Greenfield | 10.04 | 10.04 | 10.04 | 10.04 | 10.04 | 10.04 | 10.04 | 10.04 | 10.04 | 10.04 | 10.04 | 10.04 | 10.04 | 10.04 | 10.04 | 10.04 | 10.04 | 10.04 | 10.04 | 10.04 | 10.04 | 10.04 | 10.04 | 10.04 | 10.04 | 10.04 | 10.04 | 10.04 | 10.04 | 10.04 | 10.04 | 10.04 | 10.04 | 10.04 | 10.04 | 10.04 | 10.04 | 10.04 | 10.04 | 10.04 | 10.04 | 10.04 | 10.04 | 10.04 | 10.04 | 10.04 | 10.04 | 10.04 | 10.04 | 10.04 | 10.04 | 10.04 | 10.04 | 10.04 | 10.04 | 10.04 | 10.04 | 10.04 | 10.04 | 10.04 | 10.04 | 10.04 | 10.04 | 10.04 | 10.04 | 10.04 | 10.04 | 10.04 | 10.04 | 10.04 | 10.04
|  | Internal | Heat Rate (MMBtu/MWh) | Reciprocating Engine (ICE) Machine | 8.19 | 8.19 | 8.19 | 8.19 | 8.19 | 8.19 | 8.19 | 8.19 | 8.19 | 8.19 | 8.19 | 8.19 | 8.19 | 8.19 | 8.19 | 8.19 | 8.19 | 8.19 | 8.19 | 8.19 | 8.19 | 8.19 | 8.19 | 8.19 | 8.19 | 8.19 | 8.19 | 8.19 | 8.19 | 8.19 | 8.19 | 8.19 | 8.19 | 8.19 | 8.19 | 8.19 | 8.19 | 8.19 | 8.19 | 8.19 | 8.19 | 8.19 | 8.19 | 8.19 | 8.19 | 8.19 | 8.19 | 8.19 | 8.19 | 8.19 | 8.19 | 8.19 | 8.19 | 8.19 | 8.19 | 8.19 | 8.19 | 8.19 | 8.19 | 8.19 | 8.19 | 8.19 | 8.19 | 8.19 | 8.19 | 8.19 | 8.19 | 8.19 | 8.19 | 8.19 | 8.19
|  | Internal | Heat Rate (MMBtu/MWh) | NG CCCT (1x1 w/DF) | 6.82 | 6.82 | 6.82 | 6.82 | 6.82 | 6.82 | 6.82 | 6.82 | 6.82 | 6.82 | 6.82 | 6.82 | 6.82 | 6.82 | 6.82 | 6.82 | 6.82 | 6.82 | 6.82 | 6.82 | 6.82 | 6.82 | 6.82 | 6.82 | 6.82 | 6.82 | 6.82 | 6.82 | 6.82 | 6.82 | 6.82 | 6.82 | 6.82 | 6.82 | 6.82 | 6.82 | 6.82 | 6.82 | 6.82 | 6.82 | 6.82 | 6.82 | 6.82 | 6.82 | 6.82 | 6.82 | 6.82 | 6.82 | 6.82 | 6.82 | 6.82 | 6.82 | 6.82 | 6.82 | 6.82 | 6.82 | 6.82 | 6.82 | 6.82 | 6.82 | 6.82 | 6.82 | 6.82 | 6.82 | 6.82 | 6.82 | 6.82 | 6.82 | 6.82 | 6.82 | 6.82
|  | Internal | Heat Rate (MMBtu/MWh) | Hydrogen Fuel Cell with 40 hrs Storage | 5.687 | 5.687 | 5.687 | 5.687 | 5.687 | 5.687 | 5.687 | 5.687 | 5.687 | 5.687 | 5.687 | 5.687 | 5.687 | 5.687 | 5.687 | 5.687 | 5.687 | 5.687 | 5.687 | 5.687 | 5.687 | 5.687 | 5.687 | 5.687 | 5.687 | 5.687 | 5.687 | 5.687 | 5.687 | 5.687 | 5.687 | 5.687 | 5.687 | 5.687 | 5.687 | 5.687 | 5.687 | 5.687 | 5.687 | 5.687 | 5.687 | 5.687 | 5.687 | 5.687 | 5.687 | 5.687 | 5.687 | 5.687 | 5.687 | 5.687 | 5.687 | 5.687 | 5.687 | 5.687 | 5.687 | 5.687 | 5.687 | 5.687 | 5.687 | 5.687 | 5.687 | 5.687 | 5.687 | 5.687 | 5.687 | 5.687 | 5.687 | 5.687 | 5.687 | 5.687 | 5.687
|  | Internal | Heat Rate (MMBtu/MWh) | 7F.04 CT Frame Greenfield + amonia + storage | 10.04 | 10.04 | 10.04 | 10.04 | 10.04 | 10.04 | 10.04 | 10.04 | 10.04 | 10.04 | 10.04 | 10.04 | 10.04 | 10.04 | 10.04 | 10.04 | 10.04 | 10.04 | 10.04 | 10.04 | 10.04 | 10.04 | 10.04 | 10.04 | 10.04 | 10.04 | 10.04 | 10.04 | 10.04 | 10.04 | 10.04 | 10.04 | 10.04 | 10.04 | 10.04 | 10.04 | 10.04 | 10.04 | 10.04 | 10.04 | 10.04 | 10.04 | 10.04 | 10.04 | 10.04 | 10.04 | 10.04 | 10.04 | 10.04 | 10.04 | 10.04 | 10.04 | 10.04 | 10.04 | 10.04 | 10.04 | 10.04 | 10.04 | 10.04 | 10.04 | 10.04 | 10.04 | 10.04 | 10.04 | 10.04 | 10.04 | 10.04 | 10.04 | 10.04 | 10.04 | 10.04
| CAPEX ($/kW) |  | CAPEX ($/kW)
| 2020 | NREL Utility-Scale Battery Storage - 4Hr/LAZARD’S LEVELIZED COST O F STORAGE ANALYSIS—VERSION 7 . 0 | CAPEX ($/kW) | Distribution Scale 4hr Lithium-Ion | 2020: 2280.5476; 2021: 1948.1145; 2022: 1809.9503; 2023: 1657.9697; 2024: 1540.5302; 2025: 1457.6317; 2026: 1395.4579; 2027: 1340.1922; 2028: 1278.0183; 2029: 1229.6609; 2030: 1181.3034; 2031: 1167.1243; 2032: 1152.3581; 2033: 1137.5918; 2034: 1122.8255; 2035: 1108.0592; 2036: 1093.2929; 2037: 1078.5266; 2038: 1063.7603; 2039: 1048.994; 2040: 1034.2277; 2041: 1019.4614; 2042: 1004.6951; 2043: 989.9288; 2044: 975.1625; 2045: 960.3962; 2046: 945.63; 2047: 930.8637; 2048: 916.0974; 2049: 901.3311; 2050: 886.5648
| 2020 | NREL Utility-Scale Battery Storage - 8Hr/LAZARD’S LEVELIZED COST O F STORAGE ANALYSIS—VERSION 7 . 0 | CAPEX ($/kW) | Distribution Scale 8hr Lithium-Ion | 2020: 4231.7891; 2021: 3581.6707; 2022: 3299.6714; 2023: 3003.8557; 2024: 2752.855; 2025: 2598.0389; 2026: 2463.9475; 2027: 2347.0382; 2028: 2223.2207; 2029: 2113.2196; 2030: 2013.4925; 2031: 1989.1679; 2032: 1963.9992; 2033: 1938.8305; 2034: 1913.6619; 2035: 1888.4932; 2036: 1863.3246; 2037: 1838.1559; 2038: 1812.9873; 2039: 1787.8186; 2040: 1762.65; 2041: 1737.4813; 2042: 1712.3126; 2043: 1687.144; 2044: 1661.9753; 2045: 1636.8067; 2046: 1611.638; 2047: 1586.4694; 2048: 1561.3007; 2049: 1536.1321; 2050: 1510.7065
NREL - USB4 (CAPEX) | 2020 | NREL Utility-Scale Battery Storage - 4Hr/Internal | CAPEX ($/kW) | 4hr Lithium-Ion | 2020: 1727.2344; 2021: 1475.4572; 2022: 1370.8148; 2023: 1255.7082; 2024: 1166.7622; 2025: 1103.9768; 2026: 1056.8878; 2027: 1015.0308; 2028: 967.9418; 2029: 931.3169; 2030: 894.6921; 2031: 883.9532; 2032: 872.7695; 2033: 861.5859; 2034: 850.4022; 2035: 839.2186; 2036: 828.0349; 2037: 816.8513; 2038: 805.6676; 2039: 794.484; 2040: 783.3003; 2041: 772.1167; 2042: 760.933; 2043: 749.7494; 2044: 738.5657; 2045: 727.3821; 2046: 716.1984; 2047: 705.0148; 2048: 693.8311; 2049: 682.6475; 2050: 671.4638; 2051: 660.2802; 2052: 649.0965; 2053: 637.9129; 2054: 626.7292; 2055: 615.5456
NREL - USB8 (CAPEX) | 2020 | NREL Utility-Scale Battery Storage - 8Hr | CAPEX ($/kW) | 8hr Lithium-Ion | 2020: 3205.0599; 2021: 2712.6752; 2022: 2499.0954; 2023: 2275.0514; 2024: 2084.9492; 2025: 1967.695; 2026: 1866.1373; 2027: 1777.5929; 2028: 1683.8163; 2029: 1600.504; 2030: 1524.973; 2031: 1506.5501; 2032: 1487.4879; 2033: 1468.4258; 2034: 1449.3636; 2035: 1430.3014; 2036: 1411.2393; 2037: 1392.1771; 2038: 1373.1149; 2039: 1354.0528; 2040: 1334.9906; 2041: 1315.9285; 2042: 1296.8663; 2043: 1277.8041; 2044: 1258.742; 2045: 1239.6798; 2046: 1220.6176; 2047: 1201.5555; 2048: 1182.4933; 2049: 1163.4312; 2050: 1144.1745
NREL - USB16 (CAPEX) | 2020 | NREL Utility-Scale Battery Storage - 16Hr | CAPEX ($/kW) | 16hr Lithium-Ion | 2020: 6160.7109; 2021: 5187.1112; 2022: 4755.6565; 2023: 4313.7376; 2024: 3921.3231; 2025: 3695.1315; 2026: 3484.6363; 2027: 3302.7169; 2028: 3115.5655; 2029: 2938.8782; 2030: 2785.5347; 2031: 2751.7439; 2032: 2716.9247; 2033: 2682.1055; 2034: 2647.2863; 2035: 2612.4671; 2036: 2577.6479; 2037: 2542.8288; 2038: 2508.0096; 2039: 2473.1904; 2040: 2438.3712; 2041: 2403.552; 2042: 2368.7328; 2043: 2333.9137; 2044: 2299.0945; 2045: 2264.2753; 2046: 2229.4561; 2047: 2194.6369; 2048: 2159.8177; 2049: 2124.9985; 2050: 2089.5958
| 2020 | Internal | CAPEX ($/kW) | 4 hr Vanadium Flow Battery | 2020: 1632.88; 2021: 1453.2632; 2022: 1293.4042; 2023: 1215.744; 2024: 1143.4964; 2025: 1096.465; 2026: 1052.2389; 2027: 1013.5608; 2028: 977.3232; 2029: 944.383; 2030: 911.1822; 2031: 879.6134; 2032: 849.8861; 2033: 822.5267; 2034: 797.7618; 2035: 776.2747; 2036: 756.9326; 2037: 739.4278; 2038: 724.0001; 2039: 708.6105; 2040: 693.2704; 2041: 677.9906; 2042: 662.782; 2043: 647.6547; 2044: 632.6189; 2045: 617.6843; 2046: 602.8602; 2047: 588.1556; 2048: 573.5792; 2049: 559.1392; 2050: 545.501
| 2020 | Internal | CAPEX ($/kW) | 4 hr Zinc Bromide Flow Battery | 2020: 1837; 2021: 1579.82; 2022: 1358.6452; 2023: 1277.0677; 2024: 1201.1758; 2025: 1151.7721; 2026: 1105.3152; 2027: 1064.6861; 2028: 1026.6207; 2029: 992.0188; 2030: 957.1434; 2031: 923.9822; 2032: 892.7555; 2033: 864.016; 2034: 838.002; 2035: 815.4309; 2036: 795.1132; 2037: 776.7255; 2038: 760.5196; 2039: 744.3537; 2040: 728.2398; 2041: 712.1893; 2042: 696.2135; 2043: 680.3233; 2044: 664.529; 2045: 648.8411; 2046: 633.2692; 2047: 617.8229; 2048: 602.5112; 2049: 587.3429; 2050: 573.0168
| 2022 | Form Energy | CAPEX ($/kW) | 100hr Iron Oxide | 2022: 2500; 2023: 2450; 2024: 2401; 2025: 2352.98; 2026: 2305.9204; 2027: 2259.802; 2028: 2214.606; 2029: 2170.3138; 2030: 2126.9076; 2031: 2084.3694; 2032: 2042.682; 2033: 2001.8284; 2034: 1961.7918; 2035: 1922.556; 2036: 1884.1049; 2037: 1846.4228; 2038: 1809.4943; 2039: 1773.3044; 2040: 1737.8383; 2041: 1703.0816; 2042: 1669.0199; 2043: 1635.6395; 2044: 1602.9267; 2045: 1570.8682; 2046: 1539.4508; 2047: 1508.6618; 2048: 1478.4886; 2049: 1448.9188; 2050: 1419.9404
| 2022 | Internal | CAPEX ($/kW) | Liquid Air | 2022: 1610; 2023: 1610; 2024: 1610; 2025: 1610; 2026: 1610; 2027: 1610; 2028: 1610; 2029: 1610; 2030: 1610; 2031: 1610; 2032: 1610; 2033: 1610; 2034: 1610; 2035: 1610; 2036: 1610; 2037: 1610; 2038: 1610; 2039: 1610; 2040: 1610; 2041: 1610; 2042: 1610; 2043: 1610; 2044: 1610; 2045: 1610; 2046: 1610; 2047: 1610; 2048: 1610; 2049: 1610; 2050: 1610
NREL - PSHP10 (CAPEX) | 2020 | NREL Pumped Storage Hydropower - National Class 10 | CAPEX ($/kW) | Pumped Hydro (8.5 hr/ 400 MW share) | 2020: 3754.52; 2021: 3754.52; 2022: 3754.52; 2023: 3754.52; 2024: 3754.52; 2025: 3754.52; 2026: 3754.52; 2027: 3754.52; 2028: 3754.52; 2029: 3754.52; 2030: 3754.52; 2031: 3754.52; 2032: 3754.52; 2033: 3754.52; 2034: 3754.52; 2035: 3754.52; 2036: 3754.52; 2037: 3754.52; 2038: 3754.52; 2039: 3754.52; 2040: 3754.52; 2041: 3754.52; 2042: 3754.52; 2043: 3754.52; 2044: 3754.52; 2045: 3754.52; 2046: 3754.52; 2047: 3754.52; 2048: 3754.52; 2049: 3754.52; 2050: 3754.52
NREL - PSHP7 (CAPEX) | 2020 | NREL Pumped Storage Hydropower - National Class 7 | CAPEX ($/kW) | Pumped Hydro (16 hr/ 100 MW) | 2020: 3256.39; 2021: 3256.39; 2022: 3256.39; 2023: 3256.39; 2024: 3256.39; 2025: 3256.39; 2026: 3256.39; 2027: 3256.39; 2028: 3256.39; 2029: 3256.39; 2030: 3256.39; 2031: 3256.39; 2032: 3256.39; 2033: 3256.39; 2034: 3256.39; 2035: 3256.39; 2036: 3256.39; 2037: 3256.39; 2038: 3256.39; 2039: 3256.39; 2040: 3256.39; 2041: 3256.39; 2042: 3256.39; 2043: 3256.39; 2044: 3256.39; 2045: 3256.39; 2046: 3256.39; 2047: 3256.39; 2048: 3256.39; 2049: 3256.39; 2050: 3256.39
NREL - PSHP5 (CAPEX) | 2020 | NREL Pumped Storage Hydropower - National Class 5 | CAPEX ($/kW) | Pumped Hyrdo (24 hr/ 100 MW) | 2020: 2923.32; 2021: 2923.32; 2022: 2923.32; 2023: 2923.32; 2024: 2923.32; 2025: 2923.32; 2026: 2923.32; 2027: 2923.32; 2028: 2923.32; 2029: 2923.32; 2030: 2923.32; 2031: 2923.32; 2032: 2923.32; 2033: 2923.32; 2034: 2923.32; 2035: 2923.32; 2036: 2923.32; 2037: 2923.32; 2038: 2923.32; 2039: 2923.32; 2040: 2923.32; 2041: 2923.32; 2042: 2923.32; 2043: 2923.32; 2044: 2923.32; 2045: 2923.32; 2046: 2923.32; 2047: 2923.32; 2048: 2923.32; 2049: 2923.32; 2050: 2923.32
| 2022 | Internal | CAPEX ($/kW) | Wood Biomass | 2022: 4756.059; 2023: 4756.059; 2024: 4756.059; 2025: 4756.059; 2026: 4756.059; 2027: 4756.059; 2028: 4756.059; 2029: 4756.059; 2030: 4756.059; 2031: 4756.059; 2032: 4756.059; 2033: 4756.059; 2034: 4756.059; 2035: 4756.059; 2036: 4756.059; 2037: 4756.059; 2038: 4756.059; 2039: 4756.059; 2040: 4756.059; 2041: 4756.059; 2042: 4756.059; 2043: 4756.059; 2044: 4756.059; 2045: 4756.059; 2046: 4756.059; 2047: 4756.059; 2048: 4756.059; 2049: 4756.059; 2050: 4756.059
| 2022 | Internal | CAPEX ($/kW) | Rathdrum CT 2055 Uprates two unit operation | 2022: 829.15; 2023: 829.15; 2024: 829.15; 2025: 829.15; 2026: 829.15; 2027: 829.15; 2028: 829.15; 2029: 829.15; 2030: 829.15; 2031: 829.15; 2032: 829.15; 2033: 829.15; 2034: 829.15; 2035: 829.15; 2036: 829.15; 2037: 829.15; 2038: 829.15; 2039: 829.15; 2040: 829.15; 2041: 829.15; 2042: 829.15; 2043: 829.15; 2044: 829.15; 2045: 829.15; 2046: 829.15; 2047: 829.15; 2048: 829.15; 2049: 829.15; 2050: 829.15
| 2022 | Internal | CAPEX ($/kW) | Rathdrum CT: Inlet Evaporation 2 unit operation | 2022: 150; 2023: 150; 2024: 150; 2025: 150; 2026: 150; 2027: 150; 2028: 150; 2029: 150; 2030: 150; 2031: 150; 2032: 150; 2033: 150; 2034: 150; 2035: 150; 2036: 150; 2037: 150; 2038: 150; 2039: 150; 2040: 150; 2041: 150; 2042: 150; 2043: 150; 2044: 150; 2045: 150; 2046: 150; 2047: 150; 2048: 150; 2049: 150; 2050: 150
| 2022 | Internal | CAPEX ($/kW) | New Residential Solar | 2022: 3588; 2023: 3588; 2024: 3588; 2025: 3588; 2026: 3588; 2027: 3588; 2028: 3588; 2029: 3588; 2030: 3588; 2031: 3588; 2032: 3588; 2033: 3588; 2034: 3588; 2035: 3588; 2036: 3588; 2037: 3588; 2038: 3588; 2039: 3588; 2040: 3588; 2041: 3588; 2042: 3588; 2043: 3588; 2044: 3588; 2045: 3588; 2046: 3588; 2047: 3588; 2048: 3588; 2049: 3588; 2050: 3588; 2051: 3588; 2052: 3588; 2053: 3588; 2054: 3588; 2055: 3588
| 2022 | Internal | CAPEX ($/kW) | New Residential Solar + Storage (Solar Only) | 2020: 0; 2021: 0; 2022: 3588; 2023: 3588; 2024: 3588; 2025: 3588; 2026: 3588; 2027: 3588; 2028: 3588; 2029: 3588; 2030: 3588; 2031: 3588; 2032: 3588; 2033: 3588; 2034: 3588; 2035: 3588; 2036: 3588; 2037: 3588; 2038: 3588; 2039: 3588; 2040: 3588; 2041: 3588; 2042: 3588; 2043: 3588; 2044: 3588; 2045: 3588; 2046: 3588; 2047: 3588; 2048: 3588; 2049: 3588; 2050: 3588; 2051: 3588; 2052: 3588; 2053: 3588; 2054: 3588; 2055: 3588
| 2022 | Internal | CAPEX ($/kW) | New Residential Solar + Storage (Battery Only) | 2022: 2990; 2023: 2990; 2024: 2990; 2025: 2990; 2026: 2990; 2027: 2990; 2028: 2990; 2029: 2990; 2030: 2990; 2031: 2990; 2032: 2990; 2033: 2990; 2034: 2990; 2035: 2990; 2036: 2990; 2037: 2990; 2038: 2990; 2039: 2990; 2040: 2990; 2041: 2990; 2042: 2990; 2043: 2990; 2044: 2990; 2045: 2990; 2046: 2990; 2047: 2990; 2048: 2990; 2049: 2990; 2050: 2990; 2051: 2990; 2052: 2990; 2053: 2990; 2054: 2990; 2055: 2990
| 2022 | Internal | CAPEX ($/kW) | Existing Residential Solar | 2022: 3910; 2023: 3910; 2024: 3910; 2025: 3910; 2026: 3910; 2027: 3910; 2028: 3910; 2029: 3910; 2030: 3910; 2031: 3910; 2032: 3910; 2033: 3910; 2034: 3910; 2035: 3910; 2036: 3910; 2037: 3910; 2038: 3910; 2039: 3910; 2040: 3910; 2041: 3910; 2042: 3910; 2043: 3910; 2044: 3910; 2045: 3910; 2046: 3910; 2047: 3910; 2048: 3910; 2049: 3910; 2050: 3910; 2051: 3910; 2052: 3910; 2053: 3910; 2054: 3910; 2055: 3910
| 2022 | Internal | CAPEX ($/kW) | Existing Residential Solar + Storage (Solar Only) | 2020: 0; 2021: 0; 2022: 3910; 2023: 3910; 2024: 3910; 2025: 3910; 2026: 3910; 2027: 3910; 2028: 3910; 2029: 3910; 2030: 3910; 2031: 3910; 2032: 3910; 2033: 3910; 2034: 3910; 2035: 3910; 2036: 3910; 2037: 3910; 2038: 3910; 2039: 3910; 2040: 3910; 2041: 3910; 2042: 3910; 2043: 3910; 2044: 3910; 2045: 3910; 2046: 3910; 2047: 3910; 2048: 3910; 2049: 3910; 2050: 3910; 2051: 3910; 2052: 3910; 2053: 3910; 2054: 3910; 2055: 3910
| 2022 | Internal | CAPEX ($/kW) | Existing Residential Solar + Storage (Battery Only) | 2022: 3220; 2023: 3220; 2024: 3220; 2025: 3220; 2026: 3220; 2027: 3220; 2028: 3220; 2029: 3220; 2030: 3220; 2031: 3220; 2032: 3220; 2033: 3220; 2034: 3220; 2035: 3220; 2036: 3220; 2037: 3220; 2038: 3220; 2039: 3220; 2040: 3220; 2041: 3220; 2042: 3220; 2043: 3220; 2044: 3220; 2045: 3220; 2046: 3220; 2047: 3220; 2048: 3220; 2049: 3220; 2050: 3220; 2051: 3220; 2052: 3220; 2053: 3220; 2054: 3220; 2055: 3220
| 2022 | Internal | CAPEX ($/kW) | Commercial Solar | 2022: 2654.2; 2023: 2654.2; 2024: 2654.2; 2025: 2654.2; 2026: 2654.2; 2027: 2654.2; 2028: 2654.2; 2029: 2654.2; 2030: 2654.2; 2031: 2654.2; 2032: 2654.2; 2033: 2654.2; 2034: 2654.2; 2035: 2654.2; 2036: 2654.2; 2037: 2654.2; 2038: 2654.2; 2039: 2654.2; 2040: 2654.2; 2041: 2654.2; 2042: 2654.2; 2043: 2654.2; 2044: 2654.2; 2045: 2654.2; 2046: 2654.2; 2047: 2654.2; 2048: 2654.2; 2049: 2654.2; 2050: 2654.2; 2051: 2654.2; 2052: 2654.2; 2053: 2654.2; 2054: 2654.2; 2055: 2654.2
| 2022 | Internal | CAPEX ($/kW) | Commercial Solar + Storage (Solar Only) | 2020: 0; 2021: 0; 2022: 2654.2; 2023: 2654.2; 2024: 2654.2; 2025: 2654.2; 2026: 2654.2; 2027: 2654.2; 2028: 2654.2; 2029: 2654.2; 2030: 2654.2; 2031: 2654.2; 2032: 2654.2; 2033: 2654.2; 2034: 2654.2; 2035: 2654.2; 2036: 2654.2; 2037: 2654.2; 2038: 2654.2; 2039: 2654.2; 2040: 2654.2; 2041: 2654.2; 2042: 2654.2; 2043: 2654.2; 2044: 2654.2; 2045: 2654.2; 2046: 2654.2; 2047: 2654.2; 2048: 2654.2; 2049: 2654.2; 2050: 2654.2; 2051: 2654.2; 2052: 2654.2; 2053: 2654.2; 2054: 2654.2; 2055: 2654.2
| 2022 | Internal | CAPEX ($/kW) | Commercial Solar + Storage (Battery Only) | 2022: 2576; 2023: 2576; 2024: 2576; 2025: 2576; 2026: 2576; 2027: 2576; 2028: 2576; 2029: 2576; 2030: 2576; 2031: 2576; 2032: 2576; 2033: 2576; 2034: 2576; 2035: 2576; 2036: 2576; 2037: 2576; 2038: 2576; 2039: 2576; 2040: 2576; 2041: 2576; 2042: 2576; 2043: 2576; 2044: 2576; 2045: 2576; 2046: 2576; 2047: 2576; 2048: 2576; 2049: 2576; 2050: 2576; 2051: 2576; 2052: 2576; 2053: 2576; 2054: 2576; 2055: 2576
| 2020 | NREL Utility PV - Class 4/LAZARD’S LEVELIZED COST OF ENERGY ANALYSIS—VERSION 15.0 | CAPEX ($/kW) | Solar Photovoltaic Fixed Array (5 MW AC) | 2020: 1972.7715; 2021: 1725.0743; 2022: 1656.9534; 2023: 1588.8326; 2024: 1520.7118; 2025: 1452.5909; 2026: 1384.4701; 2027: 1316.3493; 2028: 1248.2284; 2029: 1180.1076; 2030: 1111.9867; 2031: 1102.078; 2032: 1092.1692; 2033: 1082.2605; 2034: 1072.3517; 2035: 1062.443; 2036: 1052.5342; 2037: 1042.6255; 2038: 1032.7167; 2039: 1022.808; 2040: 1012.8992; 2041: 1002.9905; 2042: 993.0817; 2043: 983.1729; 2044: 973.2642; 2045: 963.3554; 2046: 953.4467; 2047: 943.5379; 2048: 933.6292; 2049: 923.7204; 2050: 913.8117; 2051: 903.9029; 2052: 893.9942; 2053: 884.0854; 2054: 874.1766; 2055: 864.2679
| 2020 | NREL Utility PV - Class 4/LAZARD’S LEVELIZED COST OF ENERGY ANALYSIS—VERSION 15.0 | CAPEX ($/kW) | Solar Photovoltaic Fixed Array (5 MW AC) + Storage (Solar Only) | 2020: 1972.7715; 2021: 1725.0743; 2022: 1656.9534; 2023: 1588.8326; 2024: 1520.7118; 2025: 1452.5909; 2026: 1384.4701; 2027: 1316.3493; 2028: 1248.2284; 2029: 1180.1076; 2030: 1111.9867; 2031: 1102.078; 2032: 1092.1692; 2033: 1082.2605; 2034: 1072.3517; 2035: 1062.443; 2036: 1052.5342; 2037: 1042.6255; 2038: 1032.7167; 2039: 1022.808; 2040: 1012.8992; 2041: 1002.9905; 2042: 993.0817; 2043: 983.1729; 2044: 973.2642; 2045: 963.3554; 2046: 953.4467; 2047: 943.5379; 2048: 933.6292; 2049: 923.7204; 2050: 913.8117; 2051: 903.9029; 2052: 893.9942; 2053: 884.0854; 2054: 874.1766; 2055: 864.2679
| 2020 | NREL Utility-Scale Battery Storage - 4Hr/LAZARD’S LEVELIZED COST O F STORAGE ANALYSIS—VERSION 7 . 0 | CAPEX ($/kW) | Solar Photovoltaic Fixed Array (5 MW AC) + Storage (Battery Only) | 2020: 2280.5476; 2021: 1948.1145; 2022: 1809.9503; 2023: 1657.9697; 2024: 1540.5302; 2025: 1457.6317; 2026: 1395.4579; 2027: 1340.1922; 2028: 1278.0183; 2029: 1229.6609; 2030: 1181.3034; 2031: 1167.1243; 2032: 1152.3581; 2033: 1137.5918; 2034: 1122.8255; 2035: 1108.0592; 2036: 1093.2929; 2037: 1078.5266; 2038: 1063.7603; 2039: 1048.994; 2040: 1034.2277; 2041: 1019.4614; 2042: 1004.6951; 2043: 989.9288; 2044: 975.1625; 2045: 960.3962; 2046: 945.63; 2047: 930.8637; 2048: 916.0974; 2049: 901.3311; 2050: 886.5648; 2051: 871.7985; 2052: 857.0322; 2053: 842.2659; 2054: 827.4996; 2055: 812.7333
NREL - UPV4 (CAPEX) | 2020 | NREL Utility PV - Class 4/Internal | CAPEX ($/kW) | Solar Photovoltaic w/Single Axis Tracking (100 MW AC) | 2020: 1302.7736; 2021: 1139.2; 2022: 1094.2145; 2023: 1049.2291; 2024: 1004.2436; 2025: 959.2582; 2026: 914.2727; 2027: 869.2872; 2028: 824.3018; 2029: 779.3163; 2030: 734.3309; 2031: 727.7874; 2032: 721.2438; 2033: 714.7003; 2034: 708.1568; 2035: 701.6133; 2036: 695.0698; 2037: 688.5263; 2038: 681.9827; 2039: 675.4392; 2040: 668.8957; 2041: 662.3522; 2042: 655.8087; 2043: 649.2652; 2044: 642.7216; 2045: 636.1781; 2046: 629.6346; 2047: 623.0911; 2048: 616.5476; 2049: 610.0041; 2050: 603.4605; 2051: 596.917; 2052: 590.3735; 2053: 583.83; 2054: 577.2865; 2055: 570.743
NREL - UPV5 (CAPEX) | 2020 | NREL Utility PV - Class 5/Off System Adjustment/Internal | CAPEX ($/kW) | Southern NW Solar Photovoltaic w/ Single Axis Tracking (100 MW AC) | 2020: 1452.7736; 2021: 1289.2; 2022: 1244.2145; 2023: 1199.2291; 2024: 1154.2436; 2025: 1109.2582; 2026: 1064.2727; 2027: 1019.2872; 2028: 974.3018; 2029: 929.3163; 2030: 884.3309; 2031: 877.7874; 2032: 871.2438; 2033: 864.7003; 2034: 858.1568; 2035: 851.6133; 2036: 845.0698; 2037: 838.5263; 2038: 831.9827; 2039: 825.4392; 2040: 818.8957; 2041: 812.3522; 2042: 805.8087; 2043: 799.2652; 2044: 792.7216; 2045: 786.1781; 2046: 779.6346; 2047: 773.0911; 2048: 766.5476; 2049: 760.0041; 2050: 753.4605; 2051: 746.917; 2052: 740.3735; 2053: 733.83; 2054: 727.2865; 2055: 720.743
| 2020 | NREL Utility PV - Class 4 | CAPEX ($/kW) | 100 MW/400 MWh Lithium-ion w/Solar (Solar Only) | 2020: 1302.7736; 2021: 1139.2; 2022: 1094.2145; 2023: 1049.2291; 2024: 1004.2436; 2025: 959.2582; 2026: 914.2727; 2027: 869.2872; 2028: 824.3018; 2029: 779.3163; 2030: 734.3309; 2031: 727.7874; 2032: 721.2438; 2033: 714.7003; 2034: 708.1568; 2035: 701.6133; 2036: 695.0698; 2037: 688.5263; 2038: 681.9827; 2039: 675.4392; 2040: 668.8957; 2041: 662.3522; 2042: 655.8087; 2043: 649.2652; 2044: 642.7216; 2045: 636.1781; 2046: 629.6346; 2047: 623.0911; 2048: 616.5476; 2049: 610.0041; 2050: 603.4605; 2051: 596.917; 2052: 590.3735; 2053: 583.83; 2054: 577.2865; 2055: 570.743
| 2020 | NREL Utility-Scale Battery Storage - 4Hr | CAPEX ($/kW) | 100 MW/400 MWh Lithium-ion w/Solar (Battery Only) | 2020: 1727.2344; 2021: 1475.4572; 2022: 1370.8148; 2023: 1255.7082; 2024: 1166.7622; 2025: 1103.9768; 2026: 1056.8878; 2027: 1015.0308; 2028: 967.9418; 2029: 931.3169; 2030: 894.6921; 2031: 883.9532; 2032: 872.7695; 2033: 861.5859; 2034: 850.4022; 2035: 839.2186; 2036: 828.0349; 2037: 816.8513; 2038: 805.6676; 2039: 794.484; 2040: 783.3003; 2041: 772.1167; 2042: 760.933; 2043: 749.7494; 2044: 738.5657; 2045: 727.3821; 2046: 716.1984; 2047: 705.0148; 2048: 693.8311; 2049: 682.6475; 2050: 671.4638; 2051: 660.2802; 2052: 649.0965; 2053: 637.9129; 2054: 626.7292; 2055: 615.5456
| 2020 | NREL Utility PV - Class 4 | CAPEX ($/kW) | 100 MW/200 MWh Lithium-ion w/Solar (Solar Only) | 2020: 1302.7736; 2021: 1139.2; 2022: 1094.2145; 2023: 1049.2291; 2024: 1004.2436; 2025: 959.2582; 2026: 914.2727; 2027: 869.2872; 2028: 824.3018; 2029: 779.3163; 2030: 734.3309; 2031: 727.7874; 2032: 721.2438; 2033: 714.7003; 2034: 708.1568; 2035: 701.6133; 2036: 695.0698; 2037: 688.5263; 2038: 681.9827; 2039: 675.4392; 2040: 668.8957; 2041: 662.3522; 2042: 655.8087; 2043: 649.2652; 2044: 642.7216; 2045: 636.1781; 2046: 629.6346; 2047: 623.0911; 2048: 616.5476; 2049: 610.0041; 2050: 603.4605; 2051: 596.917; 2052: 590.3735; 2053: 583.83; 2054: 577.2865; 2055: 570.743
NREL - USB2 (CAPEX) | 2020 | NREL Utility-Scale Battery Storage - 2Hr/Internal | CAPEX ($/kW) | 100 MW/200 MWh Lithium-ion w/Solar (Battery Only) | 2020: 988.3217; 2021: 856.8482; 2022: 806.6745; 2023: 746.0367; 2024: 707.6688; 2025: 672.1177; 2026: 652.263; 2027: 633.7498; 2028: 610.0045; 2029: 596.7234; 2030: 579.5517; 2031: 572.6548; 2032: 565.4104; 2033: 558.166; 2034: 550.9216; 2035: 543.6772; 2036: 536.4328; 2037: 529.1884; 2038: 521.944; 2039: 514.6996; 2040: 507.4552; 2041: 500.2108; 2042: 492.9664; 2043: 485.722; 2044: 478.4776; 2045: 471.2332; 2046: 463.9888; 2047: 456.7444; 2048: 449.5; 2049: 442.2556; 2050: 435.1085; 2051: 427.9614; 2052: 420.8142; 2053: 413.6671; 2054: 406.52; 2055: 399.3728
| 2020 | NREL Utility PV - Class 4 | CAPEX ($/kW) | 50 MW/200 MWh Lithium-ion w/Solar (Solar Only) | 2020: 1302.7736; 2021: 1139.2; 2022: 1094.2145; 2023: 1049.2291; 2024: 1004.2436; 2025: 959.2582; 2026: 914.2727; 2027: 869.2872; 2028: 824.3018; 2029: 779.3163; 2030: 734.3309; 2031: 727.7874; 2032: 721.2438; 2033: 714.7003; 2034: 708.1568; 2035: 701.6133; 2036: 695.0698; 2037: 688.5263; 2038: 681.9827; 2039: 675.4392; 2040: 668.8957; 2041: 662.3522; 2042: 655.8087; 2043: 649.2652; 2044: 642.7216; 2045: 636.1781; 2046: 629.6346; 2047: 623.0911; 2048: 616.5476; 2049: 610.0041; 2050: 603.4605; 2051: 596.917; 2052: 590.3735; 2053: 583.83; 2054: 577.2865; 2055: 570.743
| 2020 | NREL Utility-Scale Battery Storage - 2Hr | CAPEX ($/kW) | 50 MW/200 MWh Lithium-ion w/Solar (Battery Only) | 2020: 988.3217; 2021: 856.8482; 2022: 806.6745; 2023: 746.0367; 2024: 707.6688; 2025: 672.1177; 2026: 652.263; 2027: 633.7498; 2028: 610.0045; 2029: 596.7234; 2030: 579.5517; 2031: 572.6548; 2032: 565.4104; 2033: 558.166; 2034: 550.9216; 2035: 543.6772; 2036: 536.4328; 2037: 529.1884; 2038: 521.944; 2039: 514.6996; 2040: 507.4552; 2041: 500.2108; 2042: 492.9664; 2043: 485.722; 2044: 478.4776; 2045: 471.2332; 2046: 463.9888; 2047: 456.7444; 2048: 449.5; 2049: 442.2556; 2050: 435.1085; 2051: 427.9614; 2052: 420.8142; 2053: 413.6671; 2054: 406.52; 2055: 399.3728
NREL - NWOS8 (CAPEX) | 2020 | NREL Land-Based Wind - Class 8 | CAPEX ($/kW) | NW Wind On System (Share) | 2020: 1405.1658; 2021: 1355.9562; 2022: 1306.7465; 2023: 1257.5369; 2024: 1208.3273; 2025: 1159.1176; 2026: 1109.908; 2027: 1060.6984; 2028: 1011.4887; 2029: 962.2791; 2030: 913.0694; 2031: 903.9387; 2032: 894.8081; 2033: 885.6774; 2034: 876.5467; 2035: 867.416; 2036: 858.2853; 2037: 849.1546; 2038: 840.0239; 2039: 830.8932; 2040: 821.7625; 2041: 812.6318; 2042: 803.5011; 2043: 794.3704; 2044: 785.2397; 2045: 776.109; 2046: 766.9783; 2047: 757.8476; 2048: 748.7169; 2049: 739.5862; 2050: 730.4556
| 2020 | NREL Land-Based Wind - Class 8/Off System Adjustment | CAPEX ($/kW) | NW Wind Off System | 2020: 1520.8935; 2021: 1472.8841; 2022: 1424.8747; 2023: 1376.8653; 2024: 1328.8559; 2025: 1280.8465; 2026: 1232.8371; 2027: 1184.8277; 2028: 1136.8183; 2029: 1088.8089; 2030: 1040.7995; 2031: 1031.8915; 2032: 1022.9835; 2033: 1014.0755; 2034: 1005.1675; 2035: 996.2595; 2036: 987.3515; 2037: 978.4435; 2038: 969.5355; 2039: 960.6275; 2040: 951.7195; 2041: 942.8115; 2042: 933.9035; 2043: 924.9955; 2044: 916.0875; 2045: 907.1795; 2046: 898.2715; 2047: 889.3635; 2048: 880.4556; 2049: 871.5476; 2050: 862.6396
NREL - WM3 (CAPEX) | 2020 | NREL Land-Based Wind - Class 3/Off System Adjustment | CAPEX ($/kW) | Wind Montana | 2020: 1555.1658; 2021: 1505.9562; 2022: 1456.7465; 2023: 1407.5369; 2024: 1358.3273; 2025: 1309.1176; 2026: 1259.908; 2027: 1210.6984; 2028: 1161.4887; 2029: 1112.2791; 2030: 1063.0694; 2031: 1053.9387; 2032: 1044.8081; 2033: 1035.6774; 2034: 1026.5467; 2035: 1017.416; 2036: 1008.2853; 2037: 999.1546; 2038: 990.0239; 2039: 980.8932; 2040: 971.7625; 2041: 962.6318; 2042: 953.5011; 2043: 944.3704; 2044: 935.2397; 2045: 926.109; 2046: 916.9783; 2047: 907.8476; 2048: 898.7169; 2049: 889.5862; 2050: 880.4556
NREL - OSW12 (CAPEX) | 2020 | NREL Wind Speed Class 12 | CAPEX ($/kW) | Off Shore Wind (Share) | 2020: 5291.9935; 2021: 4848.8148; 2022: 4628.3151; 2023: 4471.8682; 2024: 4350.5185; 2025: 4251.3685; 2026: 4167.5385; 2027: 4094.9215; 2028: 4030.8689; 2029: 3973.5718; 2030: 3921.7403; 2031: 3874.4219; 2032: 3830.8932; 2033: 3790.5918; 2034: 3753.0722; 2035: 3717.9749; 2036: 3685.0061; 2037: 3653.9223; 2038: 3624.5195; 2039: 3596.6252; 2040: 3570.0922; 2041: 3544.7937; 2042: 3520.62; 2043: 3497.4753; 2044: 3475.2755; 2045: 3453.9465; 2046: 3433.4226; 2047: 3413.6452; 2048: 3394.5619; 2049: 3376.1256; 2050: 3358.2938
NREL - NUC (CAPEX) | 2020 | NREL Nuclear - Small Modular Reactor | CAPEX ($/kW) | Small Modular Reactor (share) | 2020: 6809.421; 2021: 6766.8649; 2022: 6724.3088; 2023: 6681.7527; 2024: 6639.1899; 2025: 6596.6319; 2026: 6554.0757; 2027: 6511.516; 2028: 6468.9589; 2029: 6426.3995; 2030: 6383.8397; 2031: 6341.2783; 2032: 6298.7187; 2033: 6256.1627; 2034: 6213.5985; 2035: 6171.0404; 2036: 6128.4808; 2037: 6085.9247; 2038: 6043.3649; 2039: 6000.8061; 2040: 5958.2488; 2041: 5915.6852; 2042: 5873.1262; 2043: 5830.567; 2044: 5788.0077; 2045: 5745.4537; 2046: 5702.8938; 2047: 5660.3348; 2048: 5617.7727; 2049: 5575.2137; 2050: 5532.6548
NREL - GEO (CAPEX) | 2020 | NREL Geothermal - Hydro / Flash | CAPEX ($/kW) | Geothermal (Off System) | 2020: 4559.2782; 2021: 4493.6041; 2022: 4427.93; 2023: 4362.2559; 2024: 4296.5817; 2025: 4230.9076; 2026: 4165.2335; 2027: 4099.5594; 2028: 4033.8853; 2029: 3968.2111; 2030: 3902.537; 2031: 3883.0243; 2032: 3863.6092; 2033: 3844.2912; 2034: 3825.0697; 2035: 3805.9444; 2036: 3786.9147; 2037: 3767.9801; 2038: 3749.1402; 2039: 3730.3945; 2040: 3711.7425; 2041: 3693.1838; 2042: 3674.7179; 2043: 3656.3443; 2044: 3638.0626; 2045: 3619.8723; 2046: 3601.7729; 2047: 3583.764; 2048: 3565.8452; 2049: 3548.016; 2050: 3530.2759
| 2022 | Internal | CAPEX ($/kW) | 7F.04 CT Frame Greenfield | 2022: 744.4583; 2023: 744.4583; 2024: 744.4583; 2025: 744.4583; 2026: 744.4583; 2027: 744.4583; 2028: 744.4583; 2029: 744.4583; 2030: 744.4583; 2031: 744.4583; 2032: 744.4583; 2033: 744.4583; 2034: 744.4583; 2035: 744.4583; 2036: 744.4583; 2037: 744.4583; 2038: 744.4583; 2039: 744.4583; 2040: 744.4583; 2041: 744.4583; 2042: 744.4583; 2043: 744.4583; 2044: 744.4583; 2045: 744.4583; 2046: 744.4583; 2047: 744.4583; 2048: 744.4583; 2049: 744.4583; 2050: 744.4583
| 2022 | Internal | CAPEX ($/kW) | Reciprocating Engine (ICE) Machine | 2022: 1139.3242; 2023: 1139.3242; 2024: 1139.3242; 2025: 1139.3242; 2026: 1139.3242; 2027: 1139.3242; 2028: 1139.3242; 2029: 1139.3242; 2030: 1139.3242; 2031: 1139.3242; 2032: 1139.3242; 2033: 1139.3242; 2034: 1139.3242; 2035: 1139.3242; 2036: 1139.3242; 2037: 1139.3242; 2038: 1139.3242; 2039: 1139.3242; 2040: 1139.3242; 2041: 1139.3242; 2042: 1139.3242; 2043: 1139.3242; 2044: 1139.3242; 2045: 1139.3242; 2046: 1139.3242; 2047: 1139.3242; 2048: 1139.3242; 2049: 1139.3242; 2050: 1139.3242
| 2022 | Internal | CAPEX ($/kW) | NG CCCT (1x1 w/DF) | 2022: 1139.1139; 2023: 1139.1139; 2024: 1139.1139; 2025: 1139.1139; 2026: 1139.1139; 2027: 1139.1139; 2028: 1139.1139; 2029: 1139.1139; 2030: 1139.1139; 2031: 1139.1139; 2032: 1139.1139; 2033: 1139.1139; 2034: 1139.1139; 2035: 1139.1139; 2036: 1139.1139; 2037: 1139.1139; 2038: 1139.1139; 2039: 1139.1139; 2040: 1139.1139; 2041: 1139.1139; 2042: 1139.1139; 2043: 1139.1139; 2044: 1139.1139; 2045: 1139.1139; 2046: 1139.1139; 2047: 1139.1139; 2048: 1139.1139; 2049: 1139.1139; 2050: 1139.1139
| 2020 | Internal | CAPEX ($/kW) | Hydrogen Fuel Cell with 40 hrs Storage | 2020: 5356; 2021: 5356; 2022: 5356; 2023: 5356; 2024: 5356; 2025: 5356; 2026: 5356; 2027: 5356; 2028: 5356; 2029: 5356; 2030: 5356; 2031: 5356; 2032: 5356; 2033: 5356; 2034: 5356; 2035: 5356; 2036: 5356; 2037: 5356; 2038: 5356; 2039: 5356; 2040: 5356; 2041: 5356; 2042: 5356; 2043: 5356; 2044: 5356; 2045: 5356; 2046: 5356; 2047: 5356; 2048: 5356; 2049: 5356; 2050: 5356
| 2022 | Internal | CAPEX ($/kW) | 7F.04 CT Frame Greenfield + amonia + storage | 2022: 855.2647; 2023: 855.2647; 2024: 855.2647; 2025: 855.2647; 2026: 855.2647; 2027: 855.2647; 2028: 855.2647; 2029: 855.2647; 2030: 855.2647; 2031: 855.2647; 2032: 855.2647; 2033: 855.2647; 2034: 855.2647; 2035: 855.2647; 2036: 855.2647; 2037: 855.2647; 2038: 855.2647; 2039: 855.2647; 2040: 855.2647; 2041: 855.2647; 2042: 855.2647; 2043: 855.2647; 2044: 855.2647; 2045: 855.2647; 2046: 855.2647; 2047: 855.2647; 2048: 855.2647; 2049: 855.2647; 2050: 855.2647
| Variable Operation and Maintenance Expenses ($/MWh) |  | Variable Operation and Maintenance Expenses ($/MWh)
| 2020 | NREL Utility-Scale Battery Storage - 4Hr | Variable Operation and Maintenance Expenses ($/MWh) | Distribution Scale 4hr Lithium-Ion | 0 | 0 | 0 | 0 | 0 | 0 | 0 | 0 | 0 | 0 | 0 | 0 | 0 | 0 | 0 | 0 | 0 | 0 | 0 | 0 | 0 | 0 | 0 | 0 | 0 | 0 | 0 | 0 | 0 | 0 | 0 | 0 | 0 | 0 | 0 | 0 | 0 | 0 | 0 | 0 | 0 | 0 | 0 | 0 | 0 | 0 | 0 | 0 | 0 | 0 | 0 | 0 | 0 | 0 | 0 | 0 | 0 | 0 | 0 | 0 | 0 | 0 | 0 | 0 | 0 | 0 | 0 | 0 | 0 | 0 | 0
| 2020 | NREL Utility-Scale Battery Storage - 8Hr | Variable Operation and Maintenance Expenses ($/MWh) | Distribution Scale 8hr Lithium-Ion | 0 | 0 | 0 | 0 | 0 | 0 | 0 | 0 | 0 | 0 | 0 | 0 | 0 | 0 | 0 | 0 | 0 | 0 | 0 | 0 | 0 | 0 | 0 | 0 | 0 | 0 | 0 | 0 | 0 | 0 | 0 | 0 | 0 | 0 | 0 | 0 | 0 | 0 | 0 | 0 | 0 | 0 | 0 | 0 | 0 | 0 | 0 | 0 | 0 | 0 | 0 | 0 | 0 | 0 | 0 | 0 | 0 | 0 | 0 | 0 | 0 | 0 | 0 | 0 | 0 | 0 | 0 | 0 | 0 | 0 | 0
NREL - USB4 (VOM) | 2020 | NREL Utility-Scale Battery Storage - 4Hr | Variable Operation and Maintenance Expenses ($/MWh) | 4hr Lithium-Ion | 0 | 0 | 0 | 0 | 0 | 0 | 0 | 0 | 0 | 0 | 0 | 0 | 0 | 0 | 0 | 0 | 0 | 0 | 0 | 0 | 0 | 0 | 0 | 0 | 0 | 0 | 0 | 0 | 0 | 0 | 0 | 0 | 0 | 0 | 0 | 0 | 0 | 0 | 0 | 0 | 0 | 0 | 0 | 0 | 0 | 0 | 0 | 0 | 0 | 0 | 0 | 0 | 0 | 0 | 0 | 0 | 0 | 0 | 0 | 0 | 0 | 0 | 0 | 0 | 0 | 0 | 0 | 0 | 0 | 0 | 0
NREL - USB8 (VOM) | 2020 | NREL Utility-Scale Battery Storage - 8Hr | Variable Operation and Maintenance Expenses ($/MWh) | 8hr Lithium-Ion | 0 | 0 | 0 | 0 | 0 | 0 | 0 | 0 | 0 | 0 | 0 | 0 | 0 | 0 | 0 | 0 | 0 | 0 | 0 | 0 | 0 | 0 | 0 | 0 | 0 | 0 | 0 | 0 | 0 | 0 | 0 | 0 | 0 | 0 | 0 | 0 | 0 | 0 | 0 | 0 | 0 | 0 | 0 | 0 | 0 | 0 | 0 | 0 | 0 | 0 | 0 | 0 | 0 | 0 | 0 | 0 | 0 | 0 | 0 | 0 | 0 | 0 | 0 | 0 | 0 | 0 | 0 | 0 | 0 | 0 | 0
NREL - USB16 (VOM) | 2020 | NREL Utility-Scale Battery Storage - 16Hr | Variable Operation and Maintenance Expenses ($/MWh) | 16hr Lithium-Ion | 0 | 0 | 0 | 0 | 0 | 0 | 0 | 0 | 0 | 0 | 0 | 0 | 0 | 0 | 0 | 0 | 0 | 0 | 0 | 0 | 0 | 0 | 0 | 0 | 0 | 0 | 0 | 0 | 0 | 0 | 0 | 0 | 0 | 0 | 0 | 0 | 0 | 0 | 0 | 0 | 0 | 0 | 0 | 0 | 0 | 0 | 0 | 0 | 0 | 0 | 0 | 0 | 0 | 0 | 0 | 0 | 0 | 0 | 0 | 0 | 0 | 0 | 0 | 0 | 0 | 0 | 0 | 0 | 0 | 0 | 0
| 2020 | Internal | Variable Operation and Maintenance Expenses ($/MWh) | 4 hr Vanadium Flow Battery | 0 | 0 | 0 | 0 | 0 | 0 | 0 | 0 | 0 | 0 | 0 | 0 | 0 | 0 | 0 | 0 | 0 | 0 | 0 | 0 | 0 | 0 | 0 | 0 | 0 | 0 | 0 | 0 | 0 | 0 | 0 | 0 | 0 | 0 | 0 | 0 | 0 | 0 | 0 | 0 | 0 | 0 | 0 | 0 | 0 | 0 | 0 | 0 | 0 | 0 | 0 | 0 | 0 | 0 | 0 | 0 | 0 | 0 | 0 | 0 | 0 | 0 | 0 | 0 | 0 | 0 | 0 | 0 | 0 | 0 | 0
| 2020 | Internal | Variable Operation and Maintenance Expenses ($/MWh) | 4 hr Zinc Bromide Flow Battery | 0 | 0 | 0 | 0 | 0 | 0 | 0 | 0 | 0 | 0 | 0 | 0 | 0 | 0 | 0 | 0 | 0 | 0 | 0 | 0 | 0 | 0 | 0 | 0 | 0 | 0 | 0 | 0 | 0 | 0 | 0 | 0 | 0 | 0 | 0 | 0 | 0 | 0 | 0 | 0 | 0 | 0 | 0 | 0 | 0 | 0 | 0 | 0 | 0 | 0 | 0 | 0 | 0 | 0 | 0 | 0 | 0 | 0 | 0 | 0 | 0 | 0 | 0 | 0 | 0 | 0 | 0 | 0 | 0 | 0 | 0
| 2020 | Form Energy | Variable Operation and Maintenance Expenses ($/MWh) | 100hr Iron Oxide | 0 | 0 | 0 | 0 | 0 | 0 | 0 | 0 | 0 | 0 | 0 | 0 | 0 | 0 | 0 | 0 | 0 | 0 | 0 | 0 | 0 | 0 | 0 | 0 | 0 | 0 | 0 | 0 | 0 | 0 | 0 | 0 | 0 | 0 | 0 | 0 | 0 | 0 | 0 | 0 | 0 | 0 | 0 | 0 | 0 | 0 | 0 | 0 | 0 | 0 | 0 | 0 | 0 | 0 | 0 | 0 | 0 | 0 | 0 | 0 | 0 | 0 | 0 | 0 | 0 | 0 | 0 | 0 | 0 | 0 | 0
| 2022 | Internal | Variable Operation and Maintenance Expenses ($/MWh) | Liquid Air | 0 | 0 | 5.75 | 5.75 | 5.75 | 5.75 | 5.75 | 5.75 | 5.75 | 5.75 | 5.75 | 5.75 | 5.75 | 5.75 | 5.75 | 5.75 | 5.75 | 5.75 | 5.75 | 5.75 | 5.75 | 5.75 | 5.75 | 5.75 | 5.75 | 5.75 | 5.75 | 5.75 | 5.75 | 5.75 | 5.75 | 5.75 | 5.75 | 5.75 | 5.75 | 5.75 | 5.75 | 5.75 | 5.75 | 5.75 | 5.75 | 5.75 | 5.75 | 5.75 | 5.75 | 5.75 | 5.75 | 5.75 | 5.75 | 5.75 | 5.75 | 5.75 | 5.75 | 5.75 | 5.75 | 5.75 | 5.75 | 5.75 | 5.75 | 5.75 | 5.75 | 5.75 | 5.75 | 5.75 | 5.75 | 5.75 | 5.75 | 5.75 | 5.75 | 5.75 | 5.75
NREL - PSHP10 (VOM) | 2020 | NREL Pumped Storage Hydropower - National Class 10 | Variable Operation and Maintenance Expenses ($/MWh) | Pumped Hydro (8.5 hr/ 400 MW share) | 0.5125 | 0.5125 | 0.5125 | 0.5125 | 0.5125 | 0.5125 | 0.5125 | 0.5125 | 0.5125 | 0.5125 | 0.5125 | 0.5125 | 0.5125 | 0.5125 | 0.5125 | 0.5125 | 0.5125 | 0.5125 | 0.5125 | 0.5125 | 0.5125 | 0.5125 | 0.5125 | 0.5125 | 0.5125 | 0.5125 | 0.5125 | 0.5125 | 0.5125 | 0.5125 | 0.5125 | 0.5125 | 0.5125 | 0.5125 | 0.5125 | 0.5125 | 0.5125 | 0.5125 | 0.5125 | 0.5125 | 0.5125 | 0.5125 | 0.5125 | 0.5125 | 0.5125 | 0.5125 | 0.5125 | 0.5125 | 0.5125 | 0.5125 | 0.5125 | 0.5125 | 0.5125 | 0.5125 | 0.5125 | 0.5125 | 0.5125 | 0.5125 | 0.5125 | 0.5125 | 0.5125 | 0.5125 | 0.5125 | 0.5125 | 0.5125 | 0.5125 | 0.5125 | 0.5125 | 0.5125 | 0.5125 | 0.5125
NREL - PSHP7 (VOM) | 2020 | NREL Pumped Storage Hydropower - National Class 7 | Variable Operation and Maintenance Expenses ($/MWh) | Pumped Hydro (16 hr/ 100 MW) | 0.5125 | 0.5125 | 0.5125 | 0.5125 | 0.5125 | 0.5125 | 0.5125 | 0.5125 | 0.5125 | 0.5125 | 0.5125 | 0.5125 | 0.5125 | 0.5125 | 0.5125 | 0.5125 | 0.5125 | 0.5125 | 0.5125 | 0.5125 | 0.5125 | 0.5125 | 0.5125 | 0.5125 | 0.5125 | 0.5125 | 0.5125 | 0.5125 | 0.5125 | 0.5125 | 0.5125 | 0.5125 | 0.5125 | 0.5125 | 0.5125 | 0.5125 | 0.5125 | 0.5125 | 0.5125 | 0.5125 | 0.5125 | 0.5125 | 0.5125 | 0.5125 | 0.5125 | 0.5125 | 0.5125 | 0.5125 | 0.5125 | 0.5125 | 0.5125 | 0.5125 | 0.5125 | 0.5125 | 0.5125 | 0.5125 | 0.5125 | 0.5125 | 0.5125 | 0.5125 | 0.5125 | 0.5125 | 0.5125 | 0.5125 | 0.5125 | 0.5125 | 0.5125 | 0.5125 | 0.5125 | 0.5125 | 0.5125
NREL - PSHP5 (VOM) | 2020 | NREL Pumped Storage Hydropower - National Class 5 | Variable Operation and Maintenance Expenses ($/MWh) | Pumped Hyrdo (24 hr/ 100 MW) | 0.5125 | 0.5125 | 0.5125 | 0.5125 | 0.5125 | 0.5125 | 0.5125 | 0.5125 | 0.5125 | 0.5125 | 0.5125 | 0.5125 | 0.5125 | 0.5125 | 0.5125 | 0.5125 | 0.5125 | 0.5125 | 0.5125 | 0.5125 | 0.5125 | 0.5125 | 0.5125 | 0.5125 | 0.5125 | 0.5125 | 0.5125 | 0.5125 | 0.5125 | 0.5125 | 0.5125 | 0.5125 | 0.5125 | 0.5125 | 0.5125 | 0.5125 | 0.5125 | 0.5125 | 0.5125 | 0.5125 | 0.5125 | 0.5125 | 0.5125 | 0.5125 | 0.5125 | 0.5125 | 0.5125 | 0.5125 | 0.5125 | 0.5125 | 0.5125 | 0.5125 | 0.5125 | 0.5125 | 0.5125 | 0.5125 | 0.5125 | 0.5125 | 0.5125 | 0.5125 | 0.5125 | 0.5125 | 0.5125 | 0.5125 | 0.5125 | 0.5125 | 0.5125 | 0.5125 | 0.5125 | 0.5125 | 0.5125
| 2022 | Internal | Variable Operation and Maintenance Expenses ($/MWh) | Wood Biomass |  |  | 3.5075 | 3.5075 | 3.5075 | 3.5075 | 3.5075 | 3.5075 | 3.5075 | 3.5075 | 3.5075 | 3.5075 | 3.5075 | 3.5075 | 3.5075 | 3.5075 | 3.5075 | 3.5075 | 3.5075 | 3.5075 | 3.5075 | 3.5075 | 3.5075 | 3.5075 | 3.5075 | 3.5075 | 3.5075 | 3.5075 | 3.5075 | 3.5075 | 3.5075 | 3.5075 | 3.5075 | 3.5075 | 3.5075 | 3.5075 | 3.5075 | 3.5075 | 3.5075 | 3.5075 | 3.5075 | 3.5075 | 3.5075 | 3.5075 | 3.5075 | 3.5075 | 3.5075 | 3.5075 | 3.5075 | 3.5075 | 3.5075 | 3.5075 | 3.5075 | 3.5075 | 3.5075 | 3.5075 | 3.5075 | 3.5075 | 3.5075 | 3.5075 | 3.5075 | 3.5075 | 3.5075 | 3.5075 | 3.5075 | 3.5075 | 3.5075 | 3.5075 | 3.5075 | 3.5075 | 3.5075
| 2022 | Internal | Variable Operation and Maintenance Expenses ($/MWh) | Rathdrum CT 2055 Uprates two unit operation |  |  | 4.6 | 4.6 | 4.6 | 4.6 | 4.6 | 4.6 | 4.6 | 4.6 | 4.6 | 4.6 | 4.6 | 4.6 | 4.6 | 4.6 | 4.6 | 4.6 | 4.6 | 4.6 | 4.6 | 4.6 | 4.6 | 4.6 | 4.6 | 4.6 | 4.6 | 4.6 | 4.6 | 4.6 | 4.6 | 4.6 | 4.6 | 4.6 | 4.6 | 4.6 | 4.6 | 4.6 | 4.6 | 4.6 | 4.6 | 4.6 | 4.6 | 4.6 | 4.6 | 4.6 | 4.6 | 4.6 | 4.6 | 4.6 | 4.6 | 4.6 | 4.6 | 4.6 | 4.6 | 4.6 | 4.6 | 4.6 | 4.6 | 4.6 | 4.6 | 4.6 | 4.6 | 4.6 | 4.6 | 4.6 | 4.6 | 4.6 | 4.6 | 4.6 | 4.6
| 2022 | Internal | Variable Operation and Maintenance Expenses ($/MWh) | Rathdrum CT: Inlet Evaporation 2 unit operation |  |  | 5.75 | 5.75 | 5.75 | 5.75 | 5.75 | 5.75 | 5.75 | 5.75 | 5.75 | 5.75 | 5.75 | 5.75 | 5.75 | 5.75 | 5.75 | 5.75 | 5.75 | 5.75 | 5.75 | 5.75 | 5.75 | 5.75 | 5.75 | 5.75 | 5.75 | 5.75 | 5.75 | 5.75 | 5.75 | 5.75 | 5.75 | 5.75 | 5.75 | 5.75 | 5.75 | 5.75 | 5.75 | 5.75 | 5.75 | 5.75 | 5.75 | 5.75 | 5.75 | 5.75 | 5.75 | 5.75 | 5.75 | 5.75 | 5.75 | 5.75 | 5.75 | 5.75 | 5.75 | 5.75 | 5.75 | 5.75 | 5.75 | 5.75 | 5.75 | 5.75 | 5.75 | 5.75 | 5.75 | 5.75 | 5.75 | 5.75 | 5.75 | 5.75 | 5.75
NREL - RPV8 (CF) | 2020 | NREL Residential PV - Class 8 | Variable Operation and Maintenance Expenses ($/MWh) | New Residential Solar | 0 | 0 | 0 | 0 | 0 | 0 | 0 | 0 | 0 | 0 | 0 | 0 | 0 | 0 | 0 | 0 | 0 | 0 | 0 | 0 | 0 | 0 | 0 | 0 | 0 | 0 | 0 | 0 | 0 | 0 | 0 | 0 | 0 | 0 | 0 | 0 | 0 | 0 | 0 | 0 | 0 | 0 | 0 | 0 | 0 | 0 | 0 | 0 | 0 | 0 | 0 | 0 | 0 | 0 | 0 | 0 | 0 | 0 | 0 | 0 | 0 | 0 | 0 | 0 | 0 | 0 | 0 | 0 | 0 | 0 | 0
| 2020 | NREL Residential PV - Class 8 | Variable Operation and Maintenance Expenses ($/MWh) | New Residential Solar + Storage (Solar Only) | 0 | 0 | 0 | 0 | 0 | 0 | 0 | 0 | 0 | 0 | 0 | 0 | 0 | 0 | 0 | 0 | 0 | 0 | 0 | 0 | 0 | 0 | 0 | 0 | 0 | 0 | 0 | 0 | 0 | 0 | 0 | 0 | 0 | 0 | 0 | 0 | 0 | 0 | 0 | 0 | 0 | 0 | 0 | 0 | 0 | 0 | 0 | 0 | 0 | 0 | 0 | 0 | 0 | 0 | 0 | 0 | 0 | 0 | 0 | 0 | 0 | 0 | 0 | 0 | 0 | 0 | 0 | 0 | 0 | 0 | 0
| 2020 | NREL Residential PV - Class 8 | Variable Operation and Maintenance Expenses ($/MWh) | Existing Residential Solar | 0 | 0 | 0 | 0 | 0 | 0 | 0 | 0 | 0 | 0 | 0 | 0 | 0 | 0 | 0 | 0 | 0 | 0 | 0 | 0 | 0 | 0 | 0 | 0 | 0 | 0 | 0 | 0 | 0 | 0 | 0 | 0 | 0 | 0 | 0 | 0 | 0 | 0 | 0 | 0 | 0 | 0 | 0 | 0 | 0 | 0 | 0 | 0 | 0 | 0 | 0 | 0 | 0 | 0 | 0 | 0 | 0 | 0 | 0 | 0 | 0 | 0 | 0 | 0 | 0 | 0 | 0 | 0 | 0 | 0 | 0
| 2020 | NREL Residential PV - Class 8 | Variable Operation and Maintenance Expenses ($/MWh) | Existing Residential Solar + Storage (Solar Only) | 0 | 0 | 0 | 0 | 0 | 0 | 0 | 0 | 0 | 0 | 0 | 0 | 0 | 0 | 0 | 0 | 0 | 0 | 0 | 0 | 0 | 0 | 0 | 0 | 0 | 0 | 0 | 0 | 0 | 0 | 0 | 0 | 0 | 0 | 0 | 0 | 0 | 0 | 0 | 0 | 0 | 0 | 0 | 0 | 0 | 0 | 0 | 0 | 0 | 0 | 0 | 0 | 0 | 0 | 0 | 0 | 0 | 0 | 0 | 0 | 0 | 0 | 0 | 0 | 0 | 0 | 0 | 0 | 0 | 0 | 0
NREL - CPV8 (CF) | 2020 | NREL Commercial PV - Class 8 | Variable Operation and Maintenance Expenses ($/MWh) | Commercial Solar | 0 | 0 | 0 | 0 | 0 | 0 | 0 | 0 | 0 | 0 | 0 | 0 | 0 | 0 | 0 | 0 | 0 | 0 | 0 | 0 | 0 | 0 | 0 | 0 | 0 | 0 | 0 | 0 | 0 | 0 | 0 | 0 | 0 | 0 | 0 | 0 | 0 | 0 | 0 | 0 | 0 | 0 | 0 | 0 | 0 | 0 | 0 | 0 | 0 | 0 | 0 | 0 | 0 | 0 | 0 | 0 | 0 | 0 | 0 | 0 | 0 | 0 | 0 | 0 | 0 | 0 | 0 | 0 | 0 | 0 | 0
| 2020 | NREL Commercial PV - Class 8 | Variable Operation and Maintenance Expenses ($/MWh) | Commercial Solar + Storage (Solar Only) | 0 | 0 | 0 | 0 | 0 | 0 | 0 | 0 | 0 | 0 | 0 | 0 | 0 | 0 | 0 | 0 | 0 | 0 | 0 | 0 | 0 | 0 | 0 | 0 | 0 | 0 | 0 | 0 | 0 | 0 | 0 | 0 | 0 | 0 | 0 | 0 | 0 | 0 | 0 | 0 | 0 | 0 | 0 | 0 | 0 | 0 | 0 | 0 | 0 | 0 | 0 | 0 | 0 | 0 | 0 | 0 | 0 | 0 | 0 | 0 | 0 | 0 | 0 | 0 | 0 | 0 | 0 | 0 | 0 | 0 | 0
| 2020 | NREL Utility PV - Class 4 | Variable Operation and Maintenance Expenses ($/MWh) | Solar Photovoltaic Fixed Array (5 MW AC) | 0 | 0 | 0 | 0 | 0 | 0 | 0 | 0 | 0 | 0 | 0 | 0 | 0 | 0 | 0 | 0 | 0 | 0 | 0 | 0 | 0 | 0 | 0 | 0 | 0 | 0 | 0 | 0 | 0 | 0 | 0 | 0 | 0 | 0 | 0 | 0 | 0 | 0 | 0 | 0 | 0 | 0 | 0 | 0 | 0 | 0 | 0 | 0 | 0 | 0 | 0 | 0 | 0 | 0 | 0 | 0 | 0 | 0 | 0 | 0 | 0 | 0 | 0 | 0 | 0 | 0 | 0 | 0 | 0 | 0 | 0
| 2020 | NREL Utility PV - Class 4 | Variable Operation and Maintenance Expenses ($/MWh) | Solar Photovoltaic Fixed Array (5 MW AC) + Storage (Solar Only) | 0 | 0 | 0 | 0 | 0 | 0 | 0 | 0 | 0 | 0 | 0 | 0 | 0 | 0 | 0 | 0 | 0 | 0 | 0 | 0 | 0 | 0 | 0 | 0 | 0 | 0 | 0 | 0 | 0 | 0 | 0 | 0 | 0 | 0 | 0 | 0 | 0 | 0 | 0 | 0 | 0 | 0 | 0 | 0 | 0 | 0 | 0 | 0 | 0 | 0 | 0 | 0 | 0 | 0 | 0 | 0 | 0 | 0 | 0 | 0 | 0 | 0 | 0 | 0 | 0 | 0 | 0 | 0 | 0 | 0 | 0
NREL - UPV4 (CF) | 2020 | NREL Utility PV - Class 4 | Variable Operation and Maintenance Expenses ($/MWh) | Solar Photovoltaic w/Single Axis Tracking (100 MW AC) | 0 | 0 | 0 | 0 | 0 | 0 | 0 | 0 | 0 | 0 | 0 | 0 | 0 | 0 | 0 | 0 | 0 | 0 | 0 | 0 | 0 | 0 | 0 | 0 | 0 | 0 | 0 | 0 | 0 | 0 | 0 | 0 | 0 | 0 | 0 | 0 | 0 | 0 | 0 | 0 | 0 | 0 | 0 | 0 | 0 | 0 | 0 | 0 | 0 | 0 | 0 | 0 | 0 | 0 | 0 | 0 | 0 | 0 | 0 | 0 | 0 | 0 | 0 | 0 | 0 | 0 | 0 | 0 | 0 | 0 | 0
NREL - UPV5 (CF) | 2020 | NREL Utility PV - Class 5 | Variable Operation and Maintenance Expenses ($/MWh) | Southern NW Solar Photovoltaic w/ Single Axis Tracking (100 MW AC) | 0 | 0 | 0 | 0 | 0 | 0 | 0 | 0 | 0 | 0 | 0 | 0 | 0 | 0 | 0 | 0 | 0 | 0 | 0 | 0 | 0 | 0 | 0 | 0 | 0 | 0 | 0 | 0 | 0 | 0 | 0 | 0 | 0 | 0 | 0 | 0 | 0 | 0 | 0 | 0 | 0 | 0 | 0 | 0 | 0 | 0 | 0 | 0 | 0 | 0 | 0 | 0 | 0 | 0 | 0 | 0 | 0 | 0 | 0 | 0 | 0 | 0 | 0 | 0 | 0 | 0 | 0 | 0 | 0 | 0 | 0
| 2020 | NREL Utility-Scale Battery Storage - 4Hr | Variable Operation and Maintenance Expenses ($/MWh) | 100 MW/400 MWh Lithium-ion w/Solar (Solar Only) | 0 | 0 | 0 | 0 | 0 | 0 | 0 | 0 | 0 | 0 | 0 | 0 | 0 | 0 | 0 | 0 | 0 | 0 | 0 | 0 | 0 | 0 | 0 | 0 | 0 | 0 | 0 | 0 | 0 | 0 | 0 | 0 | 0 | 0 | 0 | 0 | 0 | 0 | 0 | 0 | 0 | 0 | 0 | 0 | 0 | 0 | 0 | 0 | 0 | 0 | 0 | 0 | 0 | 0 | 0 | 0 | 0 | 0 | 0 | 0 | 0 | 0 | 0 | 0 | 0 | 0 | 0 | 0 | 0 | 0 | 0
NREL - USB2 (VOM) | 2020 | NREL Utility-Scale Battery Storage - 2Hr | Variable Operation and Maintenance Expenses ($/MWh) | 100 MW/200 MWh Lithium-ion w/Solar (Solar Only) | 0 | 0 | 0 | 0 | 0 | 0 | 0 | 0 | 0 | 0 | 0 | 0 | 0 | 0 | 0 | 0 | 0 | 0 | 0 | 0 | 0 | 0 | 0 | 0 | 0 | 0 | 0 | 0 | 0 | 0 | 0 | 0 | 0 | 0 | 0 | 0 | 0 | 0 | 0 | 0 | 0 | 0 | 0 | 0 | 0 | 0 | 0 | 0 | 0 | 0 | 0 | 0 | 0 | 0 | 0 | 0 | 0 | 0 | 0 | 0 | 0 | 0 | 0 | 0 | 0 | 0 | 0 | 0 | 0 | 0 | 0
| 2020 | NREL Utility-Scale Battery Storage - 2Hr | Variable Operation and Maintenance Expenses ($/MWh) | 50 MW/200 MWh Lithium-ion w/Solar (Solar Only) | 0 | 0 | 0 | 0 | 0 | 0 | 0 | 0 | 0 | 0 | 0 | 0 | 0 | 0 | 0 | 0 | 0 | 0 | 0 | 0 | 0 | 0 | 0 | 0 | 0 | 0 | 0 | 0 | 0 | 0 | 0 | 0 | 0 | 0 | 0 | 0 | 0 | 0 | 0 | 0 | 0 | 0 | 0 | 0 | 0 | 0 | 0 | 0 | 0 | 0 | 0 | 0 | 0 | 0 | 0 | 0 | 0 | 0 | 0 | 0 | 0 | 0 | 0 | 0 | 0 | 0 | 0 | 0 | 0 | 0 | 0
NREL - NWOS8 (VOM) | 2020 | NREL Land-Based Wind - Class 8 | Variable Operation and Maintenance Expenses ($/MWh) | NW Wind On System (Share) | 0 | 0 | 0 | 0 | 0 | 0 | 0 | 0 | 0 | 0 | 0 | 0 | 0 | 0 | 0 | 0 | 0 | 0 | 0 | 0 | 0 | 0 | 0 | 0 | 0 | 0 | 0 | 0 | 0 | 0 | 0 | 0 | 0 | 0 | 0 | 0 | 0 | 0 | 0 | 0 | 0 | 0 | 0 | 0 | 0 | 0 | 0 | 0 | 0 | 0 | 0 | 0 | 0 | 0 | 0 | 0 | 0 | 0 | 0 | 0 | 0 | 0 | 0 | 0 | 0 | 0 | 0 | 0 | 0 | 0 | 0
| 2020 | NREL Land-Based Wind - Class 8 | Variable Operation and Maintenance Expenses ($/MWh) | NW Wind Off System | 0 | 0 | 0 | 0 | 0 | 0 | 0 | 0 | 0 | 0 | 0 | 0 | 0 | 0 | 0 | 0 | 0 | 0 | 0 | 0 | 0 | 0 | 0 | 0 | 0 | 0 | 0 | 0 | 0 | 0 | 0 | 0 | 0 | 0 | 0 | 0 | 0 | 0 | 0 | 0 | 0 | 0 | 0 | 0 | 0 | 0 | 0 | 0 | 0 | 0 | 0 | 0 | 0 | 0 | 0 | 0 | 0 | 0 | 0 | 0 | 0 | 0 | 0 | 0 | 0 | 0 | 0 | 0 | 0 | 0 | 0
NREL - WM3 (VOM) | 2020 | NREL Land-Based Wind - Class 3 | Variable Operation and Maintenance Expenses ($/MWh) | Wind Montana | 0 | 0 | 0 | 0 | 0 | 0 | 0 | 0 | 0 | 0 | 0 | 0 | 0 | 0 | 0 | 0 | 0 | 0 | 0 | 0 | 0 | 0 | 0 | 0 | 0 | 0 | 0 | 0 | 0 | 0 | 0 | 0 | 0 | 0 | 0 | 0 | 0 | 0 | 0 | 0 | 0 | 0 | 0 | 0 | 0 | 0 | 0 | 0 | 0 | 0 | 0 | 0 | 0 | 0 | 0 | 0 | 0 | 0 | 0 | 0 | 0 | 0 | 0 | 0 | 0 | 0 | 0 | 0 | 0 | 0 | 0
NREL - OSW12 (VOM) | 2020 | NREL Wind Speed Class 12 | Variable Operation and Maintenance Expenses ($/MWh) | Off Shore Wind (Share) | 0 | 0 | 0 | 0 | 0 | 0 | 0 | 0 | 0 | 0 | 0 | 0 | 0 | 0 | 0 | 0 | 0 | 0 | 0 | 0 | 0 | 0 | 0 | 0 | 0 | 0 | 0 | 0 | 0 | 0 | 0 | 0 | 0 | 0 | 0 | 0 | 0 | 0 | 0 | 0 | 0 | 0 | 0 | 0 | 0 | 0 | 0 | 0 | 0 | 0 | 0 | 0 | 0 | 0 | 0 | 0 | 0 | 0 | 0 | 0 | 0 | 0 | 0 | 0 | 0 | 0 | 0 | 0 | 0 | 0 | 0
NREL - NUC (VOM) | 2020 | NREL Nuclear - Small Modular Reactor | Variable Operation and Maintenance Expenses ($/MWh) | Small Modular Reactor (share) | 3.6 | 3.6 | 3.6 | 3.6 | 3.6 | 3.6 | 3.6 | 3.6 | 3.6 | 3.6 | 3.6 | 3.6 | 3.6 | 3.6 | 3.6 | 3.6 | 3.6 | 3.6 | 3.6 | 3.6 | 3.6 | 3.6 | 3.6 | 3.6 | 3.6 | 3.6 | 3.6 | 3.6 | 3.6 | 3.6 | 3.6 | 3.6 | 3.6 | 3.6 | 3.6 | 3.6 | 3.6 | 3.6 | 3.6 | 3.6 | 3.6 | 3.6 | 3.6 | 3.6 | 3.6 | 3.6 | 3.6 | 3.6 | 3.6 | 3.6 | 3.6 | 3.6 | 3.6 | 3.6 | 3.6 | 3.6 | 3.6 | 3.6 | 3.6 | 3.6 | 3.6 | 3.6 | 3.6 | 3.6 | 3.6 | 3.6 | 3.6 | 3.6 | 3.6 | 3.6 | 3.6
NREL - GEO (VOM) | 2020 | NREL Geothermal - Hydro / Flash | Variable Operation and Maintenance Expenses ($/MWh) | Geothermal (Off System) | 0 | 0 | 0 | 0 | 0 | 0 | 0 | 0 | 0 | 0 | 0 | 0 | 0 | 0 | 0 | 0 | 0 | 0 | 0 | 0 | 0 | 0 | 0 | 0 | 0 | 0 | 0 | 0 | 0 | 0 | 0 | 0 | 0 | 0 | 0 | 0 | 0 | 0 | 0 | 0 | 0 | 0 | 0 | 0 | 0 | 0 | 0 | 0 | 0 | 0 | 0 | 0 | 0 | 0 | 0 | 0 | 0 | 0 | 0 | 0 | 0 | 0 | 0 | 0 | 0 | 0 | 0 | 0 | 0 | 0 | 0
| 2022 | Internal | Variable Operation and Maintenance Expenses ($/MWh) | 7F.04 CT Frame Greenfield |  |  | 3 | 3 | 3 | 3 | 3 | 3 | 3 | 3 | 3 | 3 | 3 | 3 | 3 | 3 | 3 | 3 | 3 | 3 | 3 | 3 | 3 | 3 | 3 | 3 | 3 | 3 | 3 | 3 | 3 | 3 | 3 | 3 | 3 | 3 | 3 | 3 | 3 | 3 | 3 | 3 | 3 | 3 | 3 | 3 | 3 | 3 | 3 | 3 | 3 | 3 | 3 | 3 | 3 | 3 | 3 | 3 | 3 | 3 | 3 | 3 | 3 | 3 | 3 | 3 | 3 | 3 | 3 | 3 | 3
| 2022 | Internal | Variable Operation and Maintenance Expenses ($/MWh) | Reciprocating Engine (ICE) Machine |  |  | 5.75 | 5.75 | 5.75 | 5.75 | 5.75 | 5.75 | 5.75 | 5.75 | 5.75 | 5.75 | 5.75 | 5.75 | 5.75 | 5.75 | 5.75 | 5.75 | 5.75 | 5.75 | 5.75 | 5.75 | 5.75 | 5.75 | 5.75 | 5.75 | 5.75 | 5.75 | 5.75 | 5.75 | 5.75 | 5.75 | 5.75 | 5.75 | 5.75 | 5.75 | 5.75 | 5.75 | 5.75 | 5.75 | 5.75 | 5.75 | 5.75 | 5.75 | 5.75 | 5.75 | 5.75 | 5.75 | 5.75 | 5.75 | 5.75 | 5.75 | 5.75 | 5.75 | 5.75 | 5.75 | 5.75 | 5.75 | 5.75 | 5.75 | 5.75 | 5.75 | 5.75 | 5.75 | 5.75 | 5.75 | 5.75 | 5.75 | 5.75 | 5.75 | 5.75
| 2022 | Internal | Variable Operation and Maintenance Expenses ($/MWh) | NG CCCT (1x1 w/DF) |  |  | 4.6 | 4.6 | 4.6 | 4.6 | 4.6 | 4.6 | 4.6 | 4.6 | 4.6 | 4.6 | 4.6 | 4.6 | 4.6 | 4.6 | 4.6 | 4.6 | 4.6 | 4.6 | 4.6 | 4.6 | 4.6 | 4.6 | 4.6 | 4.6 | 4.6 | 4.6 | 4.6 | 4.6 | 4.6 | 4.6 | 4.6 | 4.6 | 4.6 | 4.6 | 4.6 | 4.6 | 4.6 | 4.6 | 4.6 | 4.6 | 4.6 | 4.6 | 4.6 | 4.6 | 4.6 | 4.6 | 4.6 | 4.6 | 4.6 | 4.6 | 4.6 | 4.6 | 4.6 | 4.6 | 4.6 | 4.6 | 4.6 | 4.6 | 4.6 | 4.6 | 4.6 | 4.6 | 4.6 | 4.6 | 4.6 | 4.6 | 4.6 | 4.6 | 4.6
| 2022 | Internal | Variable Operation and Maintenance Expenses ($/MWh) | Hydrogen Fuel Cell with 40 hrs Storage |  |  | 0 | 0 | 0 | 0 | 0 | 0 | 0 | 0 | 0 | 0 | 0 | 0 | 0 | 0 | 0 | 0 | 0 | 0 | 0 | 0 | 0 | 0 | 0 | 0 | 0 | 0 | 0 | 0 | 0 | 0 | 0 | 0 | 0 | 0 | 0 | 0 | 0 | 0 | 0 | 0 | 0 | 0 | 0 | 0 | 0 | 0 | 0 | 0 | 0 | 0 | 0 | 0 | 0 | 0 | 0 | 0 | 0 | 0 | 0 | 0 | 0 | 0 | 0 | 0 | 0 | 0 | 0 | 0 | 0
| 2022 | Internal | Variable Operation and Maintenance Expenses ($/MWh) | 7F.04 CT Frame Greenfield + amonia + storage |  |  | 3 | 3 | 3 | 3 | 3 | 3 | 3 | 3 | 3 | 3 | 3 | 3 | 3 | 3 | 3 | 3 | 3 | 3 | 3 | 3 | 3 | 3 | 3 | 3 | 3 | 3 | 3 | 3 | 3 | 3 | 3 | 3 | 3 | 3 | 3 | 3 | 3 | 3 | 3 | 3 | 3 | 3 | 3 | 3 | 3 | 3 | 3 | 3 | 3 | 3 | 3 | 3 | 3 | 3 | 3 | 3 | 3 | 3 | 3 | 3 | 3 | 3 | 3 | 3 | 3 | 3 | 3 | 3 | 3
| Fuel Costs |  | Fuel Costs
NREL - NUC (FUEL) | 2020 | NREL Nuclear - Small Modular Reactor | Fuel Costs ($/MMBtu) - Uranium | Small Modular Reactor (share) | 2020: 0.68449; 2021: 0.68449; 2022: 0.68549; 2023: 0.6875; 2024: 0.6885; 2025: 0.69051; 2026: 0.69151; 2027: 0.69351; 2028: 0.69451; 2029: 0.69652; 2030: 0.69852; 2031: 0.69953; 2032: 0.70153; 2033: 0.70353; 2034: 0.70454; 2035: 0.70654; 2036: 0.70855; 2037: 0.70955; 2038: 0.71155; 2039: 0.71356; 2040: 0.71556; 2041: 0.71756; 2042: 0.71957; 2043: 0.72157; 2044: 0.72358; 2045: 0.72558; 2046: 0.72759; 2047: 0.72959; 2048: 0.7316; 2049: 0.7336; 2050: 0.7356
|  | Natural Gas Price Forecast | Fuel Costs ($/MMBtu) - Malin | 7F.04 CT Frame Greenfield
|  | 2021 IRP | Fuel Costs (%) Variable Charge | 7F.04 CT Frame Greenfield | 0.005% | 0.005% | 0.005% | 0.005% | 0.005% | 0.005% | 0.005% | 0.005% | 0.005% | 0.005% | 0.005% | 0.005% | 0.005% | 0.005% | 0.005% | 0.005% | 0.005% | 0.005% | 0.005% | 0.005% | 0.005% | 0.005% | 0.005% | 0.005% | 0.005% | 0.005% | 0.005% | 0.005% | 0.005% | 0.005% | 0.005% | 0.005% | 0.005% | 0.005% | 0.005% | 0.005% | 0.005% | 0.005% | 0.005% | 0.005% | 0.005% | 0.005% | 0.005% | 0.005% | 0.005% | 0.005% | 0.005% | 0.005% | 0.005% | 0.005% | 0.005% | 0.005% | 0.005% | 0.005% | 0.005% | 0.005% | 0.005% | 0.005% | 0.005% | 0.005% | 0.005% | 0.005% | 0.005% | 0.005% | 0.005% | 0.005% | 0.005% | 0.005% | 0.005% | 0.005% | 0.005%
|  | Natural Gas Price Forecast | Fuel Costs ($/MMBtu) - Malin | Reciprocating Engine (ICE) Machine
|  | 2021 IRP | Fuel Costs (%) Variable Charge | Reciprocating Engine (ICE) Machine | 0.005% | 0.005% | 0.005% | 0.005% | 0.005% | 0.005% | 0.005% | 0.005% | 0.005% | 0.005% | 0.005% | 0.005% | 0.005% | 0.005% | 0.005% | 0.005% | 0.005% | 0.005% | 0.005% | 0.005% | 0.005% | 0.005% | 0.005% | 0.005% | 0.005% | 0.005% | 0.005% | 0.005% | 0.005% | 0.005% | 0.005% | 0.005% | 0.005% | 0.005% | 0.005% | 0.005% | 0.005% | 0.005% | 0.005% | 0.005% | 0.005% | 0.005% | 0.005% | 0.005% | 0.005% | 0.005% | 0.005% | 0.005% | 0.005% | 0.005% | 0.005% | 0.005% | 0.005% | 0.005% | 0.005% | 0.005% | 0.005% | 0.005% | 0.005% | 0.005% | 0.005% | 0.005% | 0.005% | 0.005% | 0.005% | 0.005% | 0.005% | 0.005% | 0.005% | 0.005% | 0.005%
|  | Natural Gas Price Forecast | Fuel Costs ($/MMBtu) - Malin | NG CCCT (1x1 w/DF)
|  | 2021 IRP | Fuel Costs (%) Variable Charge | NG CCCT (1x1 w/DF) | 0.005% | 0.005% | 0.005% | 0.005% | 0.005% | 0.005% | 0.005% | 0.005% | 0.005% | 0.005% | 0.005% | 0.005% | 0.005% | 0.005% | 0.005% | 0.005% | 0.005% | 0.005% | 0.005% | 0.005% | 0.005% | 0.005% | 0.005% | 0.005% | 0.005% | 0.005% | 0.005% | 0.005% | 0.005% | 0.005% | 0.005% | 0.005% | 0.005% | 0.005% | 0.005% | 0.005% | 0.005% | 0.005% | 0.005% | 0.005% | 0.005% | 0.005% | 0.005% | 0.005% | 0.005% | 0.005% | 0.005% | 0.005% | 0.005% | 0.005% | 0.005% | 0.005% | 0.005% | 0.005% | 0.005% | 0.005% | 0.005% | 0.005% | 0.005% | 0.005% | 0.005% | 0.005% | 0.005% | 0.005% | 0.005% | 0.005% | 0.005% | 0.005% | 0.005% | 0.005% | 0.005%
|  | Hydrogen-Ammonia Pricing workbook | Fuel Costs ($/MMBtu) - Renewable Hydrogen | Hydrogen Fuel Cell with 40 hrs Storage
|  | James and Tom | Fuel Costs ($/MMBtu) - Amonia | 7F.04 CT Frame Greenfield + amonia + storage
|  | 2021 IRP | Fuel Costs ($/MMBtu) - Incremental Hog Fuel | Wood Biomass
|  | Natural Gas Price Forecast | Fuel Costs ($/MMBtu) - Malin | Rathdrum CT 2055 Uprates two unit operation
|  | Natural Gas Price Forecast | Fuel Costs ($/MMBtu) - Malin | Rathdrum CT 2055 Uprates two unit operation
|  | 2021 IRP | Variable Charge | Rathdrum CT 2055 Uprates two unit operation | 0.005% | 0.005% | 0.005% | 0.005% | 0.005% | 0.005% | 0.005% | 0.005% | 0.005% | 0.005% | 0.005% | 0.005% | 0.005% | 0.005% | 0.005% | 0.005% | 0.005% | 0.005% | 0.005% | 0.005% | 0.005% | 0.005% | 0.005% | 0.005% | 0.005% | 0.005% | 0.005% | 0.005% | 0.005% | 0.005% | 0.005% | 0.005% | 0.005% | 0.005% | 0.005% | 0.005% | 0.005% | 0.005% | 0.005% | 0.005% | 0.005% | 0.005% | 0.005% | 0.005% | 0.005% | 0.005% | 0.005% | 0.005% | 0.005% | 0.005% | 0.005% | 0.005% | 0.005% | 0.005% | 0.005% | 0.005% | 0.005% | 0.005% | 0.005% | 0.005% | 0.005% | 0.005% | 0.005% | 0.005% | 0.005% | 0.005% | 0.005% | 0.005% | 0.005% | 0.005% | 0.005%
|  | Natural Gas Price Forecast | Fuel Costs ($/MMBtu) - Malin | Rathdrum CT: Inlet Evaporation 2 unit operation
| Mid-Columbia (off-peak) |  | Mid-Columbia (off-peak)
|  |  | Mid-Columbia (off-peak) $/MWh | Distribution Scale 4hr Lithium-Ion
|  |  | Mid-Columbia (off-peak) $/MWh | Distribution Scale 8hr Lithium-Ion
|  |  | Mid-Columbia (off-peak) $/MWh | 4hr Lithium-Ion
|  |  | Mid-Columbia (off-peak) $/MWh | 8hr Lithium-Ion
|  |  | Mid-Columbia (off-peak) $/MWh | 16hr Lithium-Ion
|  |  | Mid-Columbia (off-peak) $/MWh | 4 hr Vanadium Flow Battery
|  |  | Mid-Columbia (off-peak) $/MWh | 4 hr Zinc Bromide Flow Battery
|  |  | Mid-Columbia (off-peak) $/MWh | 100hr Iron Oxide
|  |  | Mid-Columbia (off-peak) $/MWh | Liquid Air
|  |  | Mid-Columbia (off-peak) $/MWh | Pumped Hydro (8.5 hr/ 400 MW share)
|  |  | Mid-Columbia (off-peak) $/MWh | Pumped Hydro (16 hr/ 100 MW)
|  |  | Mid-Columbia (off-peak) $/MWh | Pumped Hyrdo (24 hr/ 100 MW)
| Fixed Operation and Maintenance Expenses ($/kW-yr) |  | Fixed Operation and Maintenance Expenses ($/kW-yr)
| 2020 | NREL Utility-Scale Battery Storage - 4Hr | Fixed Operation and Maintenance Expenses ($/kW-yr) | Distribution Scale 4hr Lithium-Ion | 57.0137 | 48.7029 | 45.2488 | 41.4492 | 38.5133 | 36.4408 | 34.8864 | 33.5048 | 31.9505 | 30.7415 | 29.5326 | 29.1781 | 28.809 | 28.4398 | 28.0706 | 27.7015 | 27.3323 | 26.9632 | 26.594 | 26.2249 | 25.8557 | 25.4865 | 25.1174 | 24.7482 | 24.3791 | 24.0099 | 23.6407 | 23.2716 | 22.9024 | 22.5333 | 22.1641 | 0 | 0 | 0 | 0 | 0 | 0 | 0 | 0 | 0 | 0 | 0 | 0 | 0 | 0 | 0 | 0 | 0 | 0 | 0 | 0 | 0 | 0 | 0 | 0 | 0 | 0 | 0 | 0 | 0 | 0 | 0 | 0 | 0 | 0 | 0 | 0 | 0 | 0 | 0 | 0
| 2020 | NREL Utility-Scale Battery Storage - 8Hr | Fixed Operation and Maintenance Expenses ($/kW-yr) | Distribution Scale 8hr Lithium-Ion | 105.7947 | 89.5418 | 82.4918 | 75.0964 | 68.8214 | 64.951 | 61.5987 | 58.676 | 55.5805 | 52.8305 | 50.3373 | 49.7292 | 49.1 | 48.4708 | 47.8415 | 47.2123 | 46.5831 | 45.9539 | 45.3247 | 44.6955 | 44.0662 | 43.437 | 42.8078 | 42.1786 | 41.5494 | 40.9202 | 40.291 | 39.6617 | 39.0325 | 38.4033 | 37.7677 | 0 | 0 | 0 | 0 | 0 | 0 | 0 | 0 | 0 | 0 | 0 | 0 | 0 | 0 | 0 | 0 | 0 | 0 | 0 | 0 | 0 | 0 | 0 | 0 | 0 | 0 | 0 | 0 | 0 | 0 | 0 | 0 | 0 | 0 | 0 | 0 | 0 | 0 | 0 | 0
NREL - USB4 (FOM) | 2020 | NREL Utility-Scale Battery Storage - 4Hr | Fixed Operation and Maintenance Expenses ($/kW-yr) | 4hr Lithium-Ion | 43.1809 | 36.8864 | 34.2704 | 31.3927 | 29.1691 | 27.5994 | 26.4222 | 25.3758 | 24.1985 | 23.2829 | 22.3673 | 22.0988 | 21.8192 | 21.5396 | 21.2601 | 20.9805 | 20.7009 | 20.4213 | 20.1417 | 19.8621 | 19.5825 | 19.3029 | 19.0233 | 18.7437 | 18.4641 | 18.1846 | 17.905 | 17.6254 | 17.3458 | 17.0662 | 16.7866 | 16.507 | 16.2274 | 15.9478 | 15.6682 | 15.3886 | 0 | 0 | 0 | 0 | 0 | 0 | 0 | 0 | 0 | 0 | 0 | 0 | 0 | 0 | 0 | 0 | 0 | 0 | 0 | 0 | 0 | 0 | 0 | 0 | 0 | 0 | 0 | 0 | 0 | 0 | 0 | 0 | 0 | 0 | 0
NREL - USB8 (FOM) | 2020 | NREL Utility-Scale Battery Storage - 8Hr | Fixed Operation and Maintenance Expenses ($/kW-yr) | 8hr Lithium-Ion | 80.1265 | 67.8169 | 62.4774 | 56.8763 | 52.1237 | 49.1924 | 46.6534 | 44.4398 | 42.0954 | 40.0126 | 38.1243 | 37.6638 | 37.1872 | 36.7106 | 36.2341 | 35.7575 | 35.281 | 34.8044 | 34.3279 | 33.8513 | 33.3748 | 32.8982 | 32.4217 | 31.9451 | 31.4685 | 30.992 | 30.5154 | 30.0389 | 29.5623 | 29.0858 | 28.6044 | 0 | 0 | 0 | 0 | 0 | 0 | 0 | 0 | 0 | 0 | 0 | 0 | 0 | 0 | 0 | 0 | 0 | 0 | 0 | 0 | 0 | 0 | 0 | 0 | 0 | 0 | 0 | 0 | 0 | 0 | 0 | 0 | 0 | 0 | 0 | 0 | 0 | 0 | 0 | 0
NREL - USB16 (FOM) | 2020 | NREL Utility-Scale Battery Storage - 16Hr | Fixed Operation and Maintenance Expenses ($/kW-yr) | 16hr Lithium-Ion | 154.0178 | 129.6778 | 118.8914 | 107.8434 | 98.0331 | 92.3783 | 87.1159 | 82.5679 | 77.8891 | 73.472 | 69.6384 | 68.7936 | 67.9231 | 67.0526 | 66.1822 | 65.3117 | 64.4412 | 63.5707 | 62.7002 | 61.8298 | 60.9593 | 60.0888 | 59.2183 | 58.3478 | 57.4774 | 56.6069 | 55.7364 | 54.8659 | 53.9954 | 53.125 | 52.2399 | 0 | 0 | 0 | 0 | 0 | 0 | 0 | 0 | 0 | 0 | 0 | 0 | 0 | 0 | 0 | 0 | 0 | 0 | 0 | 0 | 0 | 0 | 0 | 0 | 0 | 0 | 0 | 0 | 0 | 0 | 0 | 0 | 0 | 0 | 0 | 0 | 0 | 0 | 0 | 0
| 2020 | Internal | Fixed Operation and Maintenance Expenses ($/kW-yr) | 4 hr Vanadium Flow Battery | 57.1508 | 57.1508 | 57.1508 | 57.1508 | 57.1508 | 57.1508 | 57.1508 | 57.1508 | 57.1508 | 57.1508 | 57.1508 | 57.1508 | 57.1508 | 57.1508 | 57.1508 | 57.1508 | 57.1508 | 57.1508 | 57.1508 | 57.1508 | 57.1508 | 57.1508 | 57.1508 | 57.1508 | 57.1508 | 57.1508 | 57.1508 | 57.1508 | 57.1508 | 57.1508 | 57.1508 | 57.1508 | 57.1508 | 57.1508 | 57.1508 | 57.1508 | 57.1508 | 57.1508 | 57.1508 | 57.1508 | 57.1508 | 57.1508 | 57.1508 | 57.1508 | 57.1508 | 57.1508 | 57.1508 | 57.1508 | 57.1508 | 57.1508 | 57.1508 | 57.1508 | 57.1508 | 57.1508 | 57.1508 | 57.1508 | 57.1508 | 57.1508 | 57.1508 | 57.1508 | 57.1508 | 57.1508 | 57.1508 | 57.1508 | 57.1508 | 57.1508 | 57.1508 | 57.1508 | 57.1508 | 57.1508 | 57.1508
| 2020 | Internal | Fixed Operation and Maintenance Expenses ($/kW-yr) | 4 hr Zinc Bromide Flow Battery | 64.295 | 64.295 | 64.295 | 64.295 | 64.295 | 64.295 | 64.295 | 64.295 | 64.295 | 64.295 | 64.295 | 64.295 | 64.295 | 64.295 | 64.295 | 64.295 | 64.295 | 64.295 | 64.295 | 64.295 | 64.295 | 64.295 | 64.295 | 64.295 | 64.295 | 64.295 | 64.295 | 64.295 | 64.295 | 64.295 | 64.295 | 64.295 | 64.295 | 64.295 | 64.295 | 64.295 | 64.295 | 64.295 | 64.295 | 64.295 | 64.295 | 64.295 | 64.295 | 64.295 | 64.295 | 64.295 | 64.295 | 64.295 | 64.295 | 64.295 | 64.295 | 64.295 | 64.295 | 64.295 | 64.295 | 64.295 | 64.295 | 64.295 | 64.295 | 64.295 | 64.295 | 64.295 | 64.295 | 64.295 | 64.295 | 64.295 | 64.295 | 64.295 | 64.295 | 64.295 | 64.295
| 2022 | Internal | Fixed Operation and Maintenance Expenses ($/kW-yr) | 100hr Iron Oxide |  |  | 30 | 30 | 30 | 30 | 30 | 30 | 30 | 30 | 30 | 30 | 30 | 30 | 30 | 30 | 30 | 30 | 30 | 30 | 30 | 30 | 30 | 30 | 30 | 30 | 30 | 30 | 30 | 30 | 30 | 30 | 30 | 30 | 30 | 30 | 30 | 30 | 30 | 30 | 30 | 30 | 30 | 30 | 30 | 30 | 30 | 30 | 30 | 30 | 30 | 30 | 30 | 30 | 30 | 30 | 30 | 30 | 30 | 30 | 30 | 30 | 30 | 30 | 30 | 30 | 30 | 30 | 30 | 30 | 30
| 2022 | Internal | Fixed Operation and Maintenance Expenses ($/kW-yr) | Liquid Air |  |  | 25 | 25 | 25 | 25 | 25 | 25 | 25 | 25 | 25 | 25 | 25 | 25 | 25 | 25 | 25 | 25 | 25 | 25 | 25 | 25 | 25 | 25 | 25 | 25 | 25 | 25 | 25 | 25 | 25 | 25 | 25 | 25 | 25 | 25 | 25 | 25 | 25 | 25 | 25 | 25 | 25 | 25 | 25 | 25 | 25 | 25 | 25 | 25 | 25 | 25 | 25 | 25 | 25 | 25 | 25 | 25 | 25 | 25 | 25 | 25 | 25 | 25 | 25 | 25 | 25 | 25 | 25 | 25 | 25
NREL - PSHP10 (FOM) | 2020 | NREL Pumped Storage Hydropower - National Class 10 | Fixed Operation and Maintenance Expenses ($/kW-yr) | Pumped Hydro (8.5 hr/ 400 MW share) | 17.82 | 17.82 | 17.82 | 17.82 | 17.82 | 17.82 | 17.82 | 17.82 | 17.82 | 17.82 | 17.82 | 17.82 | 17.82 | 17.82 | 17.82 | 17.82 | 17.82 | 17.82 | 17.82 | 17.82 | 17.82 | 17.82 | 17.82 | 17.82 | 17.82 | 17.82 | 17.82 | 17.82 | 17.82 | 17.82 | 17.82 | 17.82 | 17.82 | 17.82 | 17.82 | 17.82 | 17.82 | 17.82 | 17.82 | 17.82 | 17.82 | 17.82 | 17.82 | 17.82 | 17.82 | 17.82 | 17.82 | 17.82 | 17.82 | 17.82 | 17.82 | 17.82 | 17.82 | 17.82 | 17.82 | 17.82 | 17.82 | 17.82 | 17.82 | 17.82 | 17.82 | 17.82 | 17.82 | 17.82 | 17.82 | 17.82 | 17.82 | 17.82 | 17.82 | 17.82 | 17.82
NREL - PSHP7 (FOM) | 2020 | NREL Pumped Storage Hydropower - National Class 7 | Fixed Operation and Maintenance Expenses ($/kW-yr) | Pumped Hydro (16 hr/ 100 MW) | 17.82 | 17.82 | 17.82 | 17.82 | 17.82 | 17.82 | 17.82 | 17.82 | 17.82 | 17.82 | 17.82 | 17.82 | 17.82 | 17.82 | 17.82 | 17.82 | 17.82 | 17.82 | 17.82 | 17.82 | 17.82 | 17.82 | 17.82 | 17.82 | 17.82 | 17.82 | 17.82 | 17.82 | 17.82 | 17.82 | 17.82 | 17.82 | 17.82 | 17.82 | 17.82 | 17.82 | 17.82 | 17.82 | 17.82 | 17.82 | 17.82 | 17.82 | 17.82 | 17.82 | 17.82 | 17.82 | 17.82 | 17.82 | 17.82 | 17.82 | 17.82 | 17.82 | 17.82 | 17.82 | 17.82 | 17.82 | 17.82 | 17.82 | 17.82 | 17.82 | 17.82 | 17.82 | 17.82 | 17.82 | 17.82 | 17.82 | 17.82 | 17.82 | 17.82 | 17.82 | 17.82
NREL - PSHP5 (FOM) | 2020 | NREL Pumped Storage Hydropower - National Class 5 | Fixed Operation and Maintenance Expenses ($/kW-yr) | Pumped Hyrdo (24 hr/ 100 MW) | 17.82 | 17.82 | 17.82 | 17.82 | 17.82 | 17.82 | 17.82 | 17.82 | 17.82 | 17.82 | 17.82 | 17.82 | 17.82 | 17.82 | 17.82 | 17.82 | 17.82 | 17.82 | 17.82 | 17.82 | 17.82 | 17.82 | 17.82 | 17.82 | 17.82 | 17.82 | 17.82 | 17.82 | 17.82 | 17.82 | 17.82 | 17.82 | 17.82 | 17.82 | 17.82 | 17.82 | 17.82 | 17.82 | 17.82 | 17.82 | 17.82 | 17.82 | 17.82 | 17.82 | 17.82 | 17.82 | 17.82 | 17.82 | 17.82 | 17.82 | 17.82 | 17.82 | 17.82 | 17.82 | 17.82 | 17.82 | 17.82 | 17.82 | 17.82 | 17.82 | 17.82 | 17.82 | 17.82 | 17.82 | 17.82 | 17.82 | 17.82 | 17.82 | 17.82 | 17.82 | 17.82
| 2022 | Internal | Fixed Operation and Maintenance Expenses ($/kW-yr) | Wood Biomass |  |  | 28.75 | 28.75 | 28.75 | 28.75 | 28.75 | 28.75 | 28.75 | 28.75 | 28.75 | 28.75 | 28.75 | 28.75 | 28.75 | 28.75 | 28.75 | 28.75 | 28.75 | 28.75 | 28.75 | 28.75 | 28.75 | 28.75 | 28.75 | 28.75 | 28.75 | 28.75 | 28.75 | 28.75 | 28.75 | 28.75 | 28.75 | 28.75 | 28.75 | 28.75 | 28.75 | 28.75 | 28.75 | 28.75 | 28.75 | 28.75 | 28.75 | 28.75 | 28.75 | 28.75 | 28.75 | 28.75 | 28.75 | 28.75 | 28.75 | 28.75 | 28.75 | 28.75 | 28.75 | 28.75 | 28.75 | 28.75 | 28.75 | 28.75 | 28.75 | 28.75 | 28.75 | 28.75 | 28.75 | 28.75 | 28.75 | 28.75 | 28.75 | 28.75 | 28.75
| 2022 | Internal | Fixed Operation and Maintenance Expenses ($/kW-yr) | Rathdrum CT 2055 Uprates two unit operation |  |  | 5.4855 | 5.4855 | 5.4855 | 5.4855 | 5.4855 | 5.4855 | 5.4855 | 5.4855 | 5.4855 | 5.4855 | 5.4855 | 5.4855 | 5.4855 | 5.4855 | 5.4855 | 5.4855 | 5.4855 | 5.4855 | 5.4855 | 5.4855 | 5.4855 | 5.4855 | 5.4855 | 5.4855 | 5.4855 | 5.4855 | 5.4855 | 5.4855 | 5.4855 | 5.4855 | 5.4855 | 5.4855 | 5.4855 | 5.4855 | 5.4855 | 5.4855 | 5.4855 | 5.4855 | 5.4855 | 5.4855 | 5.4855 | 5.4855 | 5.4855 | 5.4855 | 5.4855 | 5.4855 | 5.4855 | 5.4855 | 5.4855 | 5.4855 | 5.4855 | 5.4855 | 5.4855 | 5.4855 | 5.4855 | 5.4855 | 5.4855 | 5.4855 | 5.4855 | 5.4855 | 5.4855 | 5.4855 | 5.4855 | 5.4855 | 5.4855 | 5.4855 | 5.4855 | 5.4855 | 5.4855
| 2022 | Internal | Fixed Operation and Maintenance Expenses ($/kW-yr) | Rathdrum CT: Inlet Evaporation 2 unit operation |  |  | 5.4855 | 5.4855 | 5.4855 | 5.4855 | 5.4855 | 5.4855 | 5.4855 | 5.4855 | 5.4855 | 5.4855 | 5.4855 | 5.4855 | 5.4855 | 5.4855 | 5.4855 | 5.4855 | 5.4855 | 5.4855 | 5.4855 | 5.4855 | 5.4855 | 5.4855 | 5.4855 | 5.4855 | 5.4855 | 5.4855 | 5.4855 | 5.4855 | 5.4855 | 5.4855 | 5.4855 | 5.4855 | 5.4855 | 5.4855 | 5.4855 | 5.4855 | 5.4855 | 5.4855 | 5.4855 | 5.4855 | 5.4855 | 5.4855 | 5.4855 | 5.4855 | 5.4855 | 5.4855 | 5.4855 | 5.4855 | 5.4855 | 5.4855 | 5.4855 | 5.4855 | 5.4855 | 5.4855 | 5.4855 | 5.4855 | 5.4855 | 5.4855 | 5.4855 | 5.4855 | 5.4855 | 5.4855 | 5.4855 | 5.4855 | 5.4855 | 5.4855 | 5.4855 | 5.4855 | 5.4855
NREL - RPV8 (FOM) | 2020 | NREL Residential PV - Class 8 | Fixed Operation and Maintenance Expenses ($/kW-yr) | New Residential Solar | 2020: 29.296; 2021: 28.9737; 2022: 27.2278; 2023: 25.482; 2024: 23.7361; 2025: 21.9903; 2026: 20.2444; 2027: 18.4986; 2028: 16.7527; 2029: 15.0068; 2030: 13.261; 2031: 13.1526; 2032: 13.0442; 2033: 12.9359; 2034: 12.8275; 2035: 12.7191; 2036: 12.6107; 2037: 12.5023; 2038: 12.394; 2039: 12.2856; 2040: 12.1772; 2041: 12.0688; 2042: 11.9605; 2043: 11.8521; 2044: 11.7437; 2045: 11.6353; 2046: 11.5269; 2047: 11.4186; 2048: 11.3102; 2049: 11.2018; 2050: 11.0934
| 2020 | NREL Residential PV - Class 8 | Fixed Operation and Maintenance Expenses ($/kW-yr) | New Residential Solar + Storage (Solar Only) | 29.296 | 28.9737 | 27.2278 | 25.482 | 23.7361 | 21.9903 | 20.2444 | 18.4986 | 16.7527 | 15.0068 | 13.261 | 13.1526 | 13.0442 | 12.9359 | 12.8275 | 12.7191 | 12.6107 | 12.5023 | 12.394 | 12.2856 | 12.1772 | 12.0688 | 11.9605 | 11.8521 | 11.7437 | 11.6353 | 11.5269 | 11.4186 | 11.3102 | 11.2018 | 11.0934 | 0 | 0 | 0 | 0 | 0 | 0 | 0 | 0 | 0 | 0 | 0 | 0 | 0 | 0 | 0 | 0 | 0 | 0 | 0 | 0 | 0 | 0 | 0 | 0 | 0 | 0 | 0 | 0 | 0 | 0 | 0 | 0 | 0 | 0 | 0 | 0 | 0 | 0 | 0 | 0
NREL - RB5 (FOM) | 2020 | NREL Residential Battery Storage - 5 kW - 12.5 kWh | Fixed Operation and Maintenance Expenses ($/kW-yr) | New Residential Solar + Storage (Battery Only) | 2020: 93.6602; 2021: 87.9095; 2022: 81.6622; 2023: 75.869; 2024: 70.4312; 2025: 65.2711; 2026: 62.6314; 2027: 60.2887; 2028: 58.2774; 2029: 56.3529; 2030: 54.6109; 2031: 53.943; 2032: 53.2604; 2033: 52.5778; 2034: 51.8952; 2035: 51.2125; 2036: 50.5299; 2037: 49.8473; 2038: 49.1646; 2039: 48.482; 2040: 47.7994; 2041: 47.1168; 2042: 46.4341; 2043: 45.7515; 2044: 45.0689; 2045: 44.3862; 2046: 43.7036; 2047: 43.021; 2048: 42.3384; 2049: 41.6557; 2050: 40.9582
| 2020 | NREL Residential PV - Class 8 | Fixed Operation and Maintenance Expenses ($/kW-yr) | Existing Residential Solar | 29.296 | 28.9737 | 27.2278 | 25.482 | 23.7361 | 21.9903 | 20.2444 | 18.4986 | 16.7527 | 15.0068 | 13.261 | 13.1526 | 13.0442 | 12.9359 | 12.8275 | 12.7191 | 12.6107 | 12.5023 | 12.394 | 12.2856 | 12.1772 | 12.0688 | 11.9605 | 11.8521 | 11.7437 | 11.6353 | 11.5269 | 11.4186 | 11.3102 | 11.2018 | 11.0934 | 0 | 0 | 0 | 0 | 0 | 0 | 0 | 0 | 0 | 0 | 0 | 0 | 0 | 0 | 0 | 0 | 0 | 0 | 0 | 0 | 0 | 0 | 0 | 0 | 0 | 0 | 0 | 0 | 0 | 0 | 0 | 0 | 0 | 0 | 0 | 0 | 0 | 0 | 0 | 0
| 2020 | NREL Residential PV - Class 8 | Fixed Operation and Maintenance Expenses ($/kW-yr) | Existing Residential Solar + Storage (Solar Only) | 29.296 | 28.9737 | 27.2278 | 25.482 | 23.7361 | 21.9903 | 20.2444 | 18.4986 | 16.7527 | 15.0068 | 13.261 | 13.1526 | 13.0442 | 12.9359 | 12.8275 | 12.7191 | 12.6107 | 12.5023 | 12.394 | 12.2856 | 12.1772 | 12.0688 | 11.9605 | 11.8521 | 11.7437 | 11.6353 | 11.5269 | 11.4186 | 11.3102 | 11.2018 | 11.0934 | 0 | 0 | 0 | 0 | 0 | 0 | 0 | 0 | 0 | 0 | 0 | 0 | 0 | 0 | 0 | 0 | 0 | 0 | 0 | 0 | 0 | 0 | 0 | 0 | 0 | 0 | 0 | 0 | 0 | 0 | 0 | 0 | 0 | 0 | 0 | 0 | 0 | 0 | 0 | 0
| 2020 | NREL Residential Battery Storage - 5 kW - 12.5 kWh | Fixed Operation and Maintenance Expenses ($/kW-yr) | Existing Residential Solar + Storage (Battery Only) | 93.6602 | 87.9095 | 81.6622 | 75.869 | 70.4312 | 65.2711 | 62.6314 | 60.2887 | 58.2774 | 56.3529 | 54.6109 | 53.943 | 53.2604 | 52.5778 | 51.8952 | 51.2125 | 50.5299 | 49.8473 | 49.1646 | 48.482 | 47.7994 | 47.1168 | 46.4341 | 45.7515 | 45.0689 | 44.3862 | 43.7036 | 43.021 | 42.3384 | 41.6557 | 40.9582 | 0 | 0 | 0 | 0 | 0 | 0 | 0 | 0 | 0 | 0 | 0 | 0 | 0 | 0 | 0 | 0 | 0 | 0 | 0 | 0 | 0 | 0 | 0 | 0 | 0 | 0 | 0 | 0 | 0 | 0 | 0 | 0 | 0 | 0 | 0 | 0 | 0 | 0 | 0 | 0
NREL - CPV8 (FOM) | 2020 | NREL Commercial PV - Class 8 | Fixed Operation and Maintenance Expenses ($/kW-yr) | Commercial Solar | 2020: 18.7782; 2021: 17.92; 2022: 17.2196; 2023: 16.5191; 2024: 15.8187; 2025: 15.1182; 2026: 14.4178; 2027: 13.7173; 2028: 13.0169; 2029: 12.3164; 2030: 11.616; 2031: 11.5157; 2032: 11.4155; 2033: 11.3153; 2034: 11.215; 2035: 11.1148; 2036: 11.0146; 2037: 10.9143; 2038: 10.8141; 2039: 10.7139; 2040: 10.6136; 2041: 10.5134; 2042: 10.4132; 2043: 10.3129; 2044: 10.2127; 2045: 10.1125; 2046: 10.0122; 2047: 9.912; 2048: 9.8118; 2049: 9.7115; 2050: 9.6113
| 2020 | NREL Commercial PV - Class 8 | Fixed Operation and Maintenance Expenses ($/kW-yr) | Commercial Solar + Storage (Solar Only) | 18.7782 | 17.92 | 17.2196 | 16.5191 | 15.8187 | 15.1182 | 14.4178 | 13.7173 | 13.0169 | 12.3164 | 11.616 | 11.5157 | 11.4155 | 11.3153 | 11.215 | 11.1148 | 11.0146 | 10.9143 | 10.8141 | 10.7139 | 10.6136 | 10.5134 | 10.4132 | 10.3129 | 10.2127 | 10.1125 | 10.0122 | 9.912 | 9.8118 | 9.7115 | 9.6113 | 0 | 0 | 0 | 0 | 0 | 0 | 0 | 0 | 0 | 0 | 0 | 0 | 0 | 0 | 0 | 0 | 0 | 0 | 0 | 0 | 0 | 0 | 0 | 0 | 0 | 0 | 0 | 0 | 0 | 0 | 0 | 0 | 0 | 0 | 0 | 0 | 0 | 0 | 0 | 0
NREL - CB4 (FOM) | 2020 | NREL Commercial Battery Storage 4Hr | Fixed Operation and Maintenance Expenses ($/kW-yr) | Commercial Solar + Storage (Battery Only) | 2020: 55.5562; 2021: 46.0683; 2022: 42.7133; 2023: 39.5265; 2024: 36.4728; 2025: 33.5245; 2026: 32.1203; 2027: 30.8774; 2028: 29.8217; 2029: 28.8238; 2030: 27.9203; 2031: 27.5731; 2032: 27.2241; 2033: 26.8751; 2034: 26.5261; 2035: 26.1771; 2036: 25.8281; 2037: 25.4791; 2038: 25.1301; 2039: 24.7811; 2040: 24.4321; 2041: 24.0831; 2042: 23.7341; 2043: 23.3851; 2044: 23.0361; 2045: 22.6871; 2046: 22.3381; 2047: 21.9891; 2048: 21.6401; 2049: 21.2911; 2050: 20.9402
| 2020 | NREL Utility PV - Class 4/LAZARD’S LEVELIZED COST OF ENERGY ANALYSIS—VERSION 15.0 | Fixed Operation and Maintenance Expenses ($/kW-yr) | Solar Photovoltaic Fixed Array (5 MW AC) | 28.1539 | 25.5818 | 24.8288 | 24.0855 | 23.3445 | 22.6058 | 21.8692 | 21.1346 | 20.402 | 19.6713 | 18.9424 | 18.8171 | 18.6921 | 18.5674 | 18.443 | 18.319 | 18.1952 | 18.0718 | 17.9486 | 17.8257 | 17.7031 | 17.5808 | 17.4588 | 17.337 | 17.2155 | 17.0942 | 16.9732 | 16.8525 | 16.732 | 16.6118 | 16.4918 | 0 | 0 | 0 | 0 | 0 | 0 | 0 | 0 | 0 | 0 | 0 | 0 | 0 | 0 | 0 | 0 | 0 | 0 | 0 | 0 | 0 | 0 | 0 | 0 | 0 | 0 | 0 | 0 | 0 | 0 | 0 | 0 | 0 | 0 | 0 | 0 | 0 | 0 | 0 | 0
| 2020 | NREL Utility PV - Class 4/LAZARD’S LEVELIZED COST OF ENERGY ANALYSIS—VERSION 15.0 | Fixed Operation and Maintenance Expenses ($/kW-yr) | Solar Photovoltaic Fixed Array (5 MW AC) + Storage (Solar Only) | 28.1539 | 25.5818 | 24.8288 | 24.0855 | 23.3445 | 22.6058 | 21.8692 | 21.1346 | 20.402 | 19.6713 | 18.9424 | 18.8171 | 18.6921 | 18.5674 | 18.443 | 18.319 | 18.1952 | 18.0718 | 17.9486 | 17.8257 | 17.7031 | 17.5808 | 17.4588 | 17.337 | 17.2155 | 17.0942 | 16.9732 | 16.8525 | 16.732 | 16.6118 | 16.4918 | 0 | 0 | 0 | 0 | 0 | 0 | 0 | 0 | 0 | 0 | 0 | 0 | 0 | 0 | 0 | 0 | 0 | 0 | 0 | 0 | 0 | 0 | 0 | 0 | 0 | 0 | 0 | 0 | 0 | 0 | 0 | 0 | 0 | 0 | 0 | 0 | 0 | 0 | 0 | 0
| 2020 | NREL Utility-Scale Battery Storage - 4Hr/LAZARD’S LEVELIZED COST O F STORAGE ANALYSIS—VERSION 7 . 0 | Fixed Operation and Maintenance Expenses ($/kW-yr) | Solar Photovoltaic Fixed Array (5 MW AC) + Storage (Battery Only) | 22.454 | 19.1809 | 17.8206 | 16.3242 | 15.1679 | 14.3517 | 13.7395 | 13.1954 | 12.5832 | 12.1071 | 11.631 | 11.4914 | 11.346 | 11.2006 | 11.0552 | 10.9098 | 10.7645 | 10.6191 | 10.4737 | 10.3283 | 10.1829 | 10.0375 | 9.8921 | 9.7467 | 9.6014 | 9.456 | 9.3106 | 9.1652 | 9.0198 | 8.8744 | 8.729 | 0 | 0 | 0 | 0 | 0 | 0 | 0 | 0 | 0 | 0 | 0 | 0 | 0 | 0 | 0 | 0 | 0 | 0 | 0 | 0 | 0 | 0 | 0 | 0 | 0 | 0 | 0 | 0 | 0 | 0 | 0 | 0 | 0 | 0 | 0 | 0 | 0 | 0 | 0 | 0
NREL - UPV4 (FOM) | 2020 | NREL Utility PV - Class 4 | Fixed Operation and Maintenance Expenses ($/kW-yr) | Solar Photovoltaic w/Single Axis Tracking (100 MW AC) | 2020: 22.6237; 2021: 20.5568; 2022: 19.9517; 2023: 19.3544; 2024: 18.759; 2025: 18.1654; 2026: 17.5734; 2027: 16.9831; 2028: 16.3945; 2029: 15.8073; 2030: 15.2216; 2031: 15.1209; 2032: 15.0204; 2033: 14.9202; 2034: 14.8203; 2035: 14.7206; 2036: 14.6212; 2037: 14.522; 2038: 14.423; 2039: 14.3242; 2040: 14.2257; 2041: 14.1274; 2042: 14.0294; 2043: 13.9315; 2044: 13.8339; 2045: 13.7364; 2046: 13.6392; 2047: 13.5422; 2048: 13.4454; 2049: 13.3488; 2050: 13.2523
NREL - UPV5 (FOM) | 2020 | NREL Utility PV - Class 5 | Fixed Operation and Maintenance Expenses ($/kW-yr) | Southern NW Solar Photovoltaic w/ Single Axis Tracking (100 MW AC) | 2020: 22.6237; 2021: 20.5568; 2022: 19.9517; 2023: 19.3544; 2024: 18.759; 2025: 18.1654; 2026: 17.5734; 2027: 16.9831; 2028: 16.3945; 2029: 15.8073; 2030: 15.2216; 2031: 15.1209; 2032: 15.0204; 2033: 14.9202; 2034: 14.8203; 2035: 14.7206; 2036: 14.6212; 2037: 14.522; 2038: 14.423; 2039: 14.3242; 2040: 14.2257; 2041: 14.1274; 2042: 14.0294; 2043: 13.9315; 2044: 13.8339; 2045: 13.7364; 2046: 13.6392; 2047: 13.5422; 2048: 13.4454; 2049: 13.3488; 2050: 13.2523
| 2020 | NREL Utility PV - Class 4 | Fixed Operation and Maintenance Expenses ($/kW-yr) | 100 MW/400 MWh Lithium-ion w/Solar (Solar Only) | 22.6237 | 20.5568 | 19.9517 | 19.3544 | 18.759 | 18.1654 | 17.5734 | 16.9831 | 16.3945 | 15.8073 | 15.2216 | 15.1209 | 15.0204 | 14.9202 | 14.8203 | 14.7206 | 14.6212 | 14.522 | 14.423 | 14.3242 | 14.2257 | 14.1274 | 14.0294 | 13.9315 | 13.8339 | 13.7364 | 13.6392 | 13.5422 | 13.4454 | 13.3488 | 13.2523 | 0 | 0 | 0 | 0 | 0 | 0 | 0 | 0 | 0 | 0 | 0 | 0 | 0 | 0 | 0 | 0 | 0 | 0 | 0 | 0 | 0 | 0 | 0 | 0 | 0 | 0 | 0 | 0 | 0 | 0 | 0 | 0 | 0 | 0 | 0 | 0 | 0 | 0 | 0 | 0
| 2020 | NREL Utility-Scale Battery Storage - 4Hr | Fixed Operation and Maintenance Expenses ($/kW-yr) | 100 MW/400 MWh Lithium-ion w/Solar (Battery Only) | 2020: 43.1809; 2021: 36.8864; 2022: 34.2704; 2023: 31.3927; 2024: 29.1691; 2025: 27.5994; 2026: 26.4222; 2027: 25.3758; 2028: 24.1985; 2029: 23.2829; 2030: 22.3673; 2031: 22.0988; 2032: 21.8192; 2033: 21.5396; 2034: 21.2601; 2035: 20.9805; 2036: 20.7009; 2037: 20.4213; 2038: 20.1417; 2039: 19.8621; 2040: 19.5825; 2041: 19.3029; 2042: 19.0233; 2043: 18.7437; 2044: 18.4641; 2045: 18.1846; 2046: 17.905; 2047: 17.6254; 2048: 17.3458; 2049: 17.0662; 2050: 16.7866
| 2020 | NREL Utility PV - Class 4 | Fixed Operation and Maintenance Expenses ($/kW-yr) | 100 MW/200 MWh Lithium-ion w/Solar (Solar Only) | 22.6237 | 20.5568 | 19.9517 | 19.3544 | 18.759 | 18.1654 | 17.5734 | 16.9831 | 16.3945 | 15.8073 | 15.2216 | 15.1209 | 15.0204 | 14.9202 | 14.8203 | 14.7206 | 14.6212 | 14.522 | 14.423 | 14.3242 | 14.2257 | 14.1274 | 14.0294 | 13.9315 | 13.8339 | 13.7364 | 13.6392 | 13.5422 | 13.4454 | 13.3488 | 13.2523 | 0 | 0 | 0 | 0 | 0 | 0 | 0 | 0 | 0 | 0 | 0 | 0 | 0 | 0 | 0 | 0 | 0 | 0 | 0 | 0 | 0 | 0 | 0 | 0 | 0 | 0 | 0 | 0 | 0 | 0 | 0 | 0 | 0 | 0 | 0 | 0 | 0 | 0 | 0 | 0
NREL - USB2 (FOM) | 2020 | NREL Utility-Scale Battery Storage - 2Hr | Fixed Operation and Maintenance Expenses ($/kW-yr) | 100 MW/200 MWh Lithium-ion w/Solar (Battery Only) | 2020: 24.708; 2021: 21.4212; 2022: 20.1669; 2023: 18.6509; 2024: 17.6917; 2025: 16.8029; 2026: 16.3066; 2027: 15.8437; 2028: 15.2501; 2029: 14.9181; 2030: 14.4888; 2031: 14.3164; 2032: 14.1353; 2033: 13.9541; 2034: 13.773; 2035: 13.5919; 2036: 13.4108; 2037: 13.2297; 2038: 13.0486; 2039: 12.8675; 2040: 12.6864; 2041: 12.5053; 2042: 12.3242; 2043: 12.143; 2044: 11.9619; 2045: 11.7808; 2046: 11.5997; 2047: 11.4186; 2048: 11.2375; 2049: 11.0564; 2050: 10.8777
| 2020 | NREL Utility PV - Class 4 | Fixed Operation and Maintenance Expenses ($/kW-yr) | 50 MW/200 MWh Lithium-ion w/Solar (Solar Only) | 22.6237 | 20.5568 | 19.9517 | 19.3544 | 18.759 | 18.1654 | 17.5734 | 16.9831 | 16.3945 | 15.8073 | 15.2216 | 15.1209 | 15.0204 | 14.9202 | 14.8203 | 14.7206 | 14.6212 | 14.522 | 14.423 | 14.3242 | 14.2257 | 14.1274 | 14.0294 | 13.9315 | 13.8339 | 13.7364 | 13.6392 | 13.5422 | 13.4454 | 13.3488 | 13.2523 | 0 | 0 | 0 | 0 | 0 | 0 | 0 | 0 | 0 | 0 | 0 | 0 | 0 | 0 | 0 | 0 | 0 | 0 | 0 | 0 | 0 | 0 | 0 | 0 | 0 | 0 | 0 | 0 | 0 | 0 | 0 | 0 | 0 | 0 | 0 | 0 | 0 | 0 | 0 | 0
| 2020 | NREL Utility-Scale Battery Storage - 2Hr | Fixed Operation and Maintenance Expenses ($/kW-yr) | 50 MW/200 MWh Lithium-ion w/Solar (Battery Only) | 24.708 | 21.4212 | 20.1669 | 18.6509 | 17.6917 | 16.8029 | 16.3066 | 15.8437 | 15.2501 | 14.9181 | 14.4888 | 14.3164 | 14.1353 | 13.9541 | 13.773 | 13.5919 | 13.4108 | 13.2297 | 13.0486 | 12.8675 | 12.6864 | 12.5053 | 12.3242 | 12.143 | 11.9619 | 11.7808 | 11.5997 | 11.4186 | 11.2375 | 11.0564 | 10.8777 | 0 | 0 | 0 | 0 | 0 | 0 | 0 | 0 | 0 | 0 | 0 | 0 | 0 | 0 | 0 | 0 | 0 | 0 | 0 | 0 | 0 | 0 | 0 | 0 | 0 | 0 | 0 | 0 | 0 | 0 | 0 | 0 | 0 | 0 | 0 | 0 | 0 | 0 | 0 | 0
NREL - NWOS8 (FOM) | 2020 | NREL Land-Based Wind - Class 8 | Fixed Operation and Maintenance Expenses ($/kW-yr) | NW Wind On System (Share) | 2020: 43; 2021: 42.595; 2022: 42.19; 2023: 41.785; 2024: 41.38; 2025: 40.975; 2026: 40.57; 2027: 40.165; 2028: 39.76; 2029: 39.355; 2030: 38.95; 2031: 38.6579; 2032: 38.3658; 2033: 38.0736; 2034: 37.7815; 2035: 37.4894; 2036: 37.1973; 2037: 36.9051; 2038: 36.613; 2039: 36.3209; 2040: 36.0288; 2041: 35.7366; 2042: 35.4445; 2043: 35.1524; 2044: 34.8603; 2045: 34.5681; 2046: 34.276; 2047: 33.9839; 2048: 33.6917; 2049: 33.3996; 2050: 33.1075
| 2020 | NREL Land-Based Wind - Class 8 | Fixed Operation and Maintenance Expenses ($/kW-yr) | NW Wind Off System | 41.9512 | 41.5561 | 41.161 | 40.7659 | 40.3707 | 39.9756 | 39.5805 | 39.1854 | 38.7902 | 38.3951 | 38 | 37.715 | 37.43 | 37.145 | 36.86 | 36.575 | 36.29 | 36.005 | 35.72 | 35.435 | 35.15 | 34.865 | 34.58 | 34.295 | 34.01 | 33.725 | 33.44 | 33.155 | 32.87 | 32.585 | 32.3 | 0 | 0 | 0 | 0 | 0 | 0 | 0 | 0 | 0 | 0 | 0 | 0 | 0 | 0 | 0 | 0 | 0 | 0 | 0 | 0 | 0 | 0 | 0 | 0 | 0 | 0 | 0 | 0 | 0 | 0 | 0 | 0 | 0 | 0 | 0 | 0 | 0 | 0 | 0 | 0
NREL - WM3 (FOM) | 2020 | NREL Land-Based Wind - Class 3 | Fixed Operation and Maintenance Expenses ($/kW-yr) | Wind Montana | 2020: 43; 2021: 42.595; 2022: 42.19; 2023: 41.785; 2024: 41.38; 2025: 40.975; 2026: 40.57; 2027: 40.165; 2028: 39.76; 2029: 39.355; 2030: 38.95; 2031: 38.6579; 2032: 38.3658; 2033: 38.0736; 2034: 37.7815; 2035: 37.4894; 2036: 37.1973; 2037: 36.9051; 2038: 36.613; 2039: 36.3209; 2040: 36.0288; 2041: 35.7366; 2042: 35.4445; 2043: 35.1524; 2044: 34.8603; 2045: 34.5681; 2046: 34.276; 2047: 33.9839; 2048: 33.6917; 2049: 33.3996; 2050: 33.1075
NREL - OSW12 (FOM) | 2020 | NREL Wind Speed Class 12 | Fixed Operation and Maintenance Expenses ($/kW-yr) | Off Shore Wind (Share) | 2020: 95.2642; 2021: 91.3112; 2022: 88.2449; 2023: 85.7396; 2024: 83.6214; 2025: 81.7865; 2026: 80.1681; 2027: 78.7203; 2028: 77.4106; 2029: 76.215; 2030: 75.1151; 2031: 74.0968; 2032: 73.1487; 2033: 72.2619; 2034: 71.4289; 2035: 70.6434; 2036: 69.9005; 2037: 69.1957; 2038: 68.5252; 2039: 67.886; 2040: 67.2752; 2041: 66.6904; 2042: 66.1294; 2043: 65.5905; 2044: 65.0719; 2045: 64.5722; 2046: 64.09; 2047: 63.6241; 2048: 63.1736; 2049: 62.7373; 2050: 62.3145
NREL - NUC (FOM) | 2020 | NREL Nuclear - Small Modular Reactor | Fixed Operation and Maintenance Expenses ($/kW-yr) | Small Modular Reactor (share) | 114 | 114 | 114 | 114 | 114 | 114 | 114 | 114 | 114 | 114 | 114 | 114 | 114 | 114 | 114 | 114 | 114 | 114 | 114 | 114 | 114 | 114 | 114 | 114 | 114 | 114 | 114 | 114 | 114 | 114 | 114 | 114 | 114 | 114 | 114 | 114 | 114 | 114 | 114 | 114 | 114 | 114 | 114 | 114 | 114 | 114 | 114 | 114 | 114 | 114 | 114 | 114 | 114 | 114 | 114 | 114 | 114 | 114 | 114 | 114 | 114 | 114 | 114 | 114 | 114 | 114 | 114 | 114 | 114 | 114 | 114
NREL - GEO (FOM) | 2020 | NREL Geothermal - Hydro / Flash | Fixed Operation and Maintenance Expenses ($/kW-yr) | Geothermal (Off System) | 107.3894 | 106.5829 | 105.7763 | 104.9698 | 104.1633 | 103.3568 | 102.5503 | 101.7438 | 100.9373 | 100.1307 | 99.3242 | 99.3242 | 99.3242 | 99.3242 | 99.3242 | 99.3242 | 99.3242 | 99.3242 | 99.3242 | 99.3242 | 99.3242 | 99.3242 | 99.3242 | 99.3242 | 99.3242 | 99.3242 | 99.3242 | 99.3242 | 99.3242 | 99.3242 | 99.3242 | 99.3242 | 99.3242 | 99.3242 | 99.3242 | 99.3242 | 99.3242 | 99.3242 | 99.3242 | 99.3242 | 99.3242 | 99.3242 | 99.3242 | 99.3242 | 99.3242 | 99.3242 | 99.3242 | 99.3242 | 99.3242 | 99.3242 | 99.3242 | 99.3242 | 99.3242 | 99.3242 | 99.3242 | 99.3242 | 99.3242 | 99.3242 | 99.3242 | 99.3242 | 99.3242 | 99.3242 | 99.3242 | 99.3242 | 99.3242 | 99.3242 | 99.3242 | 99.3242 | 99.3242 | 99.3242 | 99.3242
| 2022 | Internal | Fixed Operation and Maintenance Expenses ($/kW-yr) | 7F.04 CT Frame Greenfield |  |  | 5.0267 | 5.0267 | 5.0267 | 5.0267 | 5.0267 | 5.0267 | 5.0267 | 5.0267 | 5.0267 | 5.0267 | 5.0267 | 5.0267 | 5.0267 | 5.0267 | 5.0267 | 5.0267 | 5.0267 | 5.0267 | 5.0267 | 5.0267 | 5.0267 | 5.0267 | 5.0267 | 5.0267 | 5.0267 | 5.0267 | 5.0267 | 5.0267 | 5.0267 | 5.0267 | 5.0267 | 5.0267 | 5.0267 | 5.0267 | 5.0267 | 5.0267 | 5.0267 | 5.0267 | 5.0267 | 5.0267 | 5.0267 | 5.0267 | 5.0267 | 5.0267 | 5.0267 | 5.0267 | 5.0267 | 5.0267 | 5.0267 | 5.0267 | 5.0267 | 5.0267 | 5.0267 | 5.0267 | 5.0267 | 5.0267 | 5.0267 | 5.0267 | 5.0267 | 5.0267 | 5.0267 | 5.0267 | 5.0267 | 5.0267 | 5.0267 | 5.0267 | 5.0267 | 5.0267 | 5.0267
| 2022 | Internal | Fixed Operation and Maintenance Expenses ($/kW-yr) | Reciprocating Engine (ICE) Machine |  |  | 4.991 | 4.991 | 4.991 | 4.991 | 4.991 | 4.991 | 4.991 | 4.991 | 4.991 | 4.991 | 4.991 | 4.991 | 4.991 | 4.991 | 4.991 | 4.991 | 4.991 | 4.991 | 4.991 | 4.991 | 4.991 | 4.991 | 4.991 | 4.991 | 4.991 | 4.991 | 4.991 | 4.991 | 4.991 | 4.991 | 4.991 | 4.991 | 4.991 | 4.991 | 4.991 | 4.991 | 4.991 | 4.991 | 4.991 | 4.991 | 4.991 | 4.991 | 4.991 | 4.991 | 4.991 | 4.991 | 4.991 | 4.991 | 4.991 | 4.991 | 4.991 | 4.991 | 4.991 | 4.991 | 4.991 | 4.991 | 4.991 | 4.991 | 4.991 | 4.991 | 4.991 | 4.991 | 4.991 | 4.991 | 4.991 | 4.991 | 4.991 | 4.991 | 4.991
| 2022 | Internal | Fixed Operation and Maintenance Expenses ($/kW-yr) | NG CCCT (1x1 w/DF) |  |  | 29.555 | 29.555 | 29.555 | 29.555 | 29.555 | 29.555 | 29.555 | 29.555 | 29.555 | 29.555 | 29.555 | 29.555 | 29.555 | 29.555 | 29.555 | 29.555 | 29.555 | 29.555 | 29.555 | 29.555 | 29.555 | 29.555 | 29.555 | 29.555 | 29.555 | 29.555 | 29.555 | 29.555 | 29.555 | 29.555 | 29.555 | 29.555 | 29.555 | 29.555 | 29.555 | 29.555 | 29.555 | 29.555 | 29.555 | 29.555 | 29.555 | 29.555 | 29.555 | 29.555 | 29.555 | 29.555 | 29.555 | 29.555 | 29.555 | 29.555 | 29.555 | 29.555 | 29.555 | 29.555 | 29.555 | 29.555 | 29.555 | 29.555 | 29.555 | 29.555 | 29.555 | 29.555 | 29.555 | 29.555 | 29.555 | 29.555 | 29.555 | 29.555 | 29.555
| 2020 | Internal | Fixed Operation and Maintenance Expenses ($/kW-yr) | Hydrogen Fuel Cell with 40 hrs Storage | 159.8184 | 159.8184 | 159.8184 | 159.8184 | 159.8184 | 159.8184 | 159.8184 | 159.8184 | 159.8184 | 159.8184 | 159.8184 | 159.8184 | 159.8184 | 159.8184 | 159.8184 | 159.8184 | 159.8184 | 159.8184 | 159.8184 | 159.8184 | 159.8184 | 159.8184 | 159.8184 | 159.8184 | 159.8184 | 159.8184 | 159.8184 | 159.8184 | 159.8184 | 159.8184 | 159.8184 | 159.8184 | 159.8184 | 159.8184 | 159.8184 | 159.8184 | 159.8184 | 159.8184 | 159.8184 | 159.8184 | 159.8184 | 159.8184 | 159.8184 | 159.8184 | 159.8184 | 159.8184 | 159.8184 | 159.8184 | 159.8184 | 159.8184 | 159.8184 | 159.8184 | 159.8184 | 159.8184 | 159.8184 | 159.8184 | 159.8184 | 159.8184 | 159.8184 | 159.8184 | 159.8184 | 159.8184 | 159.8184 | 159.8184 | 159.8184 | 159.8184 | 159.8184 | 159.8184 | 159.8184 | 159.8184 | 159.8184
| 2022 | Internal | Fixed Operation and Maintenance Expenses ($/kW-yr) | 7F.04 CT Frame Greenfield + amonia + storage |  |  | 15 | 15 | 15 | 15 | 15 | 15 | 15 | 15 | 15 | 15 | 15 | 15 | 15 | 15 | 15 | 15 | 15 | 15 | 15 | 15 | 15 | 15 | 15 | 15 | 15 | 15 | 15 | 15 | 15 | 15 | 15 | 15 | 15 | 15 | 15 | 15 | 15 | 15 | 15 | 15 | 15 | 15 | 15 | 15 | 15 | 15 | 15 | 15 | 15 | 15 | 15 | 15 | 15 | 15 | 15 | 15 | 15 | 15 | 15 | 15 | 15 | 15 | 15 | 15 | 15 | 15 | 15 | 15 | 15
| Round-Trip Efficiency |  | Round-Trip Efficiency
|  | Internal | Round-Trip Efficiency | Distribution Scale 4hr Lithium-Ion | 86% | 86% | 86% | 86% | 86% | 86% | 86% | 86% | 86% | 86% | 86% | 86% | 86% | 86% | 86% | 86% | 86% | 86% | 86% | 86% | 86% | 86% | 86% | 86% | 86% | 86% | 86% | 86% | 86% | 86% | 86% | 86% | 86% | 86% | 86% | 86% | 86% | 86% | 86% | 86% | 86% | 86% | 86% | 86% | 86% | 86% | 86% | 86% | 86% | 86% | 86% | 86% | 86% | 86% | 86% | 86% | 86% | 86% | 86% | 86% | 86% | 86% | 86% | 86% | 86% | 86% | 86% | 86% | 86% | 86% | 86%
|  | Internal | Round-Trip Efficiency | Distribution Scale 8hr Lithium-Ion | 86% | 86% | 86% | 86% | 86% | 86% | 86% | 86% | 86% | 86% | 86% | 86% | 86% | 86% | 86% | 86% | 86% | 86% | 86% | 86% | 86% | 86% | 86% | 86% | 86% | 86% | 86% | 86% | 86% | 86% | 86% | 86% | 86% | 86% | 86% | 86% | 86% | 86% | 86% | 86% | 86% | 86% | 86% | 86% | 86% | 86% | 86% | 86% | 86% | 86% | 86% | 86% | 86% | 86% | 86% | 86% | 86% | 86% | 86% | 86% | 86% | 86% | 86% | 86% | 86% | 86% | 86% | 86% | 86% | 86% | 86%
|  | Internal | Round-Trip Efficiency | 4hr Lithium-Ion | 86% | 86% | 86% | 86% | 86% | 86% | 86% | 86% | 86% | 86% | 86% | 86% | 86% | 86% | 86% | 86% | 86% | 86% | 86% | 86% | 86% | 86% | 86% | 86% | 86% | 86% | 86% | 86% | 86% | 86% | 86% | 86% | 86% | 86% | 86% | 86% | 86% | 86% | 86% | 86% | 86% | 86% | 86% | 86% | 86% | 86% | 86% | 86% | 86% | 86% | 86% | 86% | 86% | 86% | 86% | 86% | 86% | 86% | 86% | 86% | 86% | 86% | 86% | 86% | 86% | 86% | 86% | 86% | 86% | 86% | 86%
|  | Internal | Round-Trip Efficiency | 8hr Lithium-Ion | 86% | 86% | 86% | 86% | 86% | 86% | 86% | 86% | 86% | 86% | 86% | 86% | 86% | 86% | 86% | 86% | 86% | 86% | 86% | 86% | 86% | 86% | 86% | 86% | 86% | 86% | 86% | 86% | 86% | 86% | 86% | 86% | 86% | 86% | 86% | 86% | 86% | 86% | 86% | 86% | 86% | 86% | 86% | 86% | 86% | 86% | 86% | 86% | 86% | 86% | 86% | 86% | 86% | 86% | 86% | 86% | 86% | 86% | 86% | 86% | 86% | 86% | 86% | 86% | 86% | 86% | 86% | 86% | 86% | 86% | 86%
|  | Internal | Round-Trip Efficiency | 16hr Lithium-Ion | 86% | 86% | 86% | 86% | 86% | 86% | 86% | 86% | 86% | 86% | 86% | 86% | 86% | 86% | 86% | 86% | 86% | 86% | 86% | 86% | 86% | 86% | 86% | 86% | 86% | 86% | 86% | 86% | 86% | 86% | 86% | 86% | 86% | 86% | 86% | 86% | 86% | 86% | 86% | 86% | 86% | 86% | 86% | 86% | 86% | 86% | 86% | 86% | 86% | 86% | 86% | 86% | 86% | 86% | 86% | 86% | 86% | 86% | 86% | 86% | 86% | 86% | 86% | 86% | 86% | 86% | 86% | 86% | 86% | 86% | 86%
|  | Internal | Round-Trip Efficiency | 4 hr Vanadium Flow Battery | 70% | 70% | 70% | 70% | 70% | 70% | 70% | 70% | 70% | 70% | 70% | 70% | 70% | 70% | 70% | 70% | 70% | 70% | 70% | 70% | 70% | 70% | 70% | 70% | 70% | 70% | 70% | 70% | 70% | 70% | 70% | 70% | 70% | 70% | 70% | 70% | 70% | 70% | 70% | 70% | 70% | 70% | 70% | 70% | 70% | 70% | 70% | 70% | 70% | 70% | 70% | 70% | 70% | 70% | 70% | 70% | 70% | 70% | 70% | 70% | 70% | 70% | 70% | 70% | 70% | 70% | 70% | 70% | 70% | 70% | 70%
|  | Internal | Round-Trip Efficiency | 4 hr Zinc Bromide Flow Battery | 67% | 67% | 67% | 67% | 67% | 67% | 67% | 67% | 67% | 67% | 67% | 67% | 67% | 67% | 67% | 67% | 67% | 67% | 67% | 67% | 67% | 67% | 67% | 67% | 67% | 67% | 67% | 67% | 67% | 67% | 67% | 67% | 67% | 67% | 67% | 67% | 67% | 67% | 67% | 67% | 67% | 67% | 67% | 67% | 67% | 67% | 67% | 67% | 67% | 67% | 67% | 67% | 67% | 67% | 67% | 67% | 67% | 67% | 67% | 67% | 67% | 67% | 67% | 67% | 67% | 67% | 67% | 67% | 67% | 67% | 67%
|  | Internal | Round-Trip Efficiency | 100hr Iron Oxide | 36.5% | 36.5% | 36.5% | 36.5% | 36.5% | 36.5% | 36.5% | 36.5% | 36.5% | 36.5% | 36.5% | 36.5% | 36.5% | 36.5% | 36.5% | 36.5% | 36.5% | 36.5% | 36.5% | 36.5% | 36.5% | 36.5% | 36.5% | 36.5% | 36.5% | 36.5% | 36.5% | 36.5% | 36.5% | 36.5% | 36.5% | 36.5% | 36.5% | 36.5% | 36.5% | 36.5% | 36.5% | 36.5% | 36.5% | 36.5% | 36.5% | 36.5% | 36.5% | 36.5% | 36.5% | 36.5% | 36.5% | 36.5% | 36.5% | 36.5% | 36.5% | 36.5% | 36.5% | 36.5% | 36.5% | 36.5% | 36.5% | 36.5% | 36.5% | 36.5% | 36.5% | 36.5% | 36.5% | 36.5% | 36.5% | 36.5% | 36.5% | 36.5% | 36.5% | 36.5% | 36.5%
|  | Internal | Round-Trip Efficiency | Liquid Air | 65% | 65% | 65% | 65% | 65% | 65% | 65% | 65% | 65% | 65% | 65% | 65% | 65% | 65% | 65% | 65% | 65% | 65% | 65% | 65% | 65% | 65% | 65% | 65% | 65% | 65% | 65% | 65% | 65% | 65% | 65% | 65% | 65% | 65% | 65% | 65% | 65% | 65% | 65% | 65% | 65% | 65% | 65% | 65% | 65% | 65% | 65% | 65% | 65% | 65% | 65% | 65% | 65% | 65% | 65% | 65% | 65% | 65% | 65% | 65% | 65% | 65% | 65% | 65% | 65% | 65% | 65% | 65% | 65% | 65% | 65%
|  | Internal | Round-Trip Efficiency | Pumped Hydro (8.5 hr/ 400 MW share) | 80% | 80% | 80% | 80% | 80% | 80% | 80% | 80% | 80% | 80% | 80% | 80% | 80% | 80% | 80% | 80% | 80% | 80% | 80% | 80% | 80% | 80% | 80% | 80% | 80% | 80% | 80% | 80% | 80% | 80% | 80% | 80% | 80% | 80% | 80% | 80% | 80% | 80% | 80% | 80% | 80% | 80% | 80% | 80% | 80% | 80% | 80% | 80% | 80% | 80% | 80% | 80% | 80% | 80% | 80% | 80% | 80% | 80% | 80% | 80% | 80% | 80% | 80% | 80% | 80% | 80% | 80% | 80% | 80% | 80% | 80%
|  | Internal | Round-Trip Efficiency | Pumped Hydro (16 hr/ 100 MW) | 80% | 80% | 80% | 80% | 80% | 80% | 80% | 80% | 80% | 80% | 80% | 80% | 80% | 80% | 80% | 80% | 80% | 80% | 80% | 80% | 80% | 80% | 80% | 80% | 80% | 80% | 80% | 80% | 80% | 80% | 80% | 80% | 80% | 80% | 80% | 80% | 80% | 80% | 80% | 80% | 80% | 80% | 80% | 80% | 80% | 80% | 80% | 80% | 80% | 80% | 80% | 80% | 80% | 80% | 80% | 80% | 80% | 80% | 80% | 80% | 80% | 80% | 80% | 80% | 80% | 80% | 80% | 80% | 80% | 80% | 80%
|  | Internal | Round-Trip Efficiency | Pumped Hyrdo (24 hr/ 100 MW) | 80% | 80% | 80% | 80% | 80% | 80% | 80% | 80% | 80% | 80% | 80% | 80% | 80% | 80% | 80% | 80% | 80% | 80% | 80% | 80% | 80% | 80% | 80% | 80% | 80% | 80% | 80% | 80% | 80% | 80% | 80% | 80% | 80% | 80% | 80% | 80% | 80% | 80% | 80% | 80% | 80% | 80% | 80% | 80% | 80% | 80% | 80% | 80% | 80% | 80% | 80% | 80% | 80% | 80% | 80% | 80% | 80% | 80% | 80% | 80% | 80% | 80% | 80% | 80% | 80% | 80% | 80% | 80% | 80% | 80% | 80%
| ITC/PTC Schedules |  | ITC/PTC Schedules
|  | Inflation Reduction Act | ITC Schedule | Distribution Scale 4hr Lithium-Ion | 30% | 30% | 30% | 30% | 30% | 30% | 30% | 30% | 30% | 30% | 30% | 30% | 30% | 0% | 0% | 0% | 0% | 0% | 0% | 0% | 0% | 0% | 0% | 0% | 0% | 0% | 0% | 0% | 0% | 0% | 0% | 0% | 0% | 0% | 0% | 0% | 0% | 0% | 0% | 0% | 0% | 0% | 0% | 0% | 0% | 0% | 0% | 0% | 0% | 0% | 0% | 0% | 0% | 0% | 0% | 0% | 0% | 0% | 0% | 0% | 0% | 0% | 0% | 0% | 0% | 0% | 0% | 0% | 0% | 0% | 0%
|  | Inflation Reduction Act | ITC Schedule | Distribution Scale 8hr Lithium-Ion | 30% | 30% | 30% | 30% | 30% | 30% | 30% | 30% | 30% | 30% | 30% | 30% | 30% | 0% | 0% | 0% | 0% | 0% | 0% | 0% | 0% | 0% | 0% | 0% | 0% | 0% | 0% | 0% | 0% | 0% | 0% | 0% | 0% | 0% | 0% | 0% | 0% | 0% | 0% | 0% | 0% | 0% | 0% | 0% | 0% | 0% | 0% | 0% | 0% | 0% | 0% | 0% | 0% | 0% | 0% | 0% | 0% | 0% | 0% | 0% | 0% | 0% | 0% | 0% | 0% | 0% | 0% | 0% | 0% | 0% | 0%
|  | Inflation Reduction Act | ITC Schedule | 4hr Lithium-Ion | 30% | 30% | 30% | 30% | 30% | 30% | 30% | 30% | 30% | 30% | 30% | 30% | 30% | 0% | 0% | 0% | 0% | 0% | 0% | 0% | 0% | 0% | 0% | 0% | 0% | 0% | 0% | 0% | 0% | 0% | 0% | 0% | 0% | 0% | 0% | 0% | 0% | 0% | 0% | 0% | 0% | 0% | 0% | 0% | 0% | 0% | 0% | 0% | 0% | 0% | 0% | 0% | 0% | 0% | 0% | 0% | 0% | 0% | 0% | 0% | 0% | 0% | 0% | 0% | 0% | 0% | 0% | 0% | 0% | 0% | 0%
|  | Inflation Reduction Act | ITC Schedule | 8hr Lithium-Ion | 30% | 30% | 30% | 30% | 30% | 30% | 30% | 30% | 30% | 30% | 30% | 30% | 30% | 0% | 0% | 0% | 0% | 0% | 0% | 0% | 0% | 0% | 0% | 0% | 0% | 0% | 0% | 0% | 0% | 0% | 0% | 0% | 0% | 0% | 0% | 0% | 0% | 0% | 0% | 0% | 0% | 0% | 0% | 0% | 0% | 0% | 0% | 0% | 0% | 0% | 0% | 0% | 0% | 0% | 0% | 0% | 0% | 0% | 0% | 0% | 0% | 0% | 0% | 0% | 0% | 0% | 0% | 0% | 0% | 0% | 0%
|  | Inflation Reduction Act | ITC Schedule | 16hr Lithium-Ion | 30% | 30% | 30% | 30% | 30% | 30% | 30% | 30% | 30% | 30% | 30% | 30% | 30% | 0% | 0% | 0% | 0% | 0% | 0% | 0% | 0% | 0% | 0% | 0% | 0% | 0% | 0% | 0% | 0% | 0% | 0% | 0% | 0% | 0% | 0% | 0% | 0% | 0% | 0% | 0% | 0% | 0% | 0% | 0% | 0% | 0% | 0% | 0% | 0% | 0% | 0% | 0% | 0% | 0% | 0% | 0% | 0% | 0% | 0% | 0% | 0% | 0% | 0% | 0% | 0% | 0% | 0% | 0% | 0% | 0% | 0%
|  | Inflation Reduction Act | ITC Schedule | 4 hr Vanadium Flow Battery | 30% | 30% | 30% | 30% | 30% | 30% | 30% | 30% | 30% | 30% | 30% | 30% | 30% | 0% | 0% | 0% | 0% | 0% | 0% | 0% | 0% | 0% | 0% | 0% | 0% | 0% | 0% | 0% | 0% | 0% | 0% | 0% | 0% | 0% | 0% | 0% | 0% | 0% | 0% | 0% | 0% | 0% | 0% | 0% | 0% | 0% | 0% | 0% | 0% | 0% | 0% | 0% | 0% | 0% | 0% | 0% | 0% | 0% | 0% | 0% | 0% | 0% | 0% | 0% | 0% | 0% | 0% | 0% | 0% | 0% | 0%
|  | Inflation Reduction Act | ITC Schedule | 4 hr Zinc Bromide Flow Battery | 30% | 30% | 30% | 30% | 30% | 30% | 30% | 30% | 30% | 30% | 30% | 30% | 30% | 0% | 0% | 0% | 0% | 0% | 0% | 0% | 0% | 0% | 0% | 0% | 0% | 0% | 0% | 0% | 0% | 0% | 0% | 0% | 0% | 0% | 0% | 0% | 0% | 0% | 0% | 0% | 0% | 0% | 0% | 0% | 0% | 0% | 0% | 0% | 0% | 0% | 0% | 0% | 0% | 0% | 0% | 0% | 0% | 0% | 0% | 0% | 0% | 0% | 0% | 0% | 0% | 0% | 0% | 0% | 0% | 0% | 0%
|  | Inflation Reduction Act | ITC Schedule | 100hr Iron Oxide | 30% | 30% | 30% | 30% | 30% | 30% | 30% | 30% | 30% | 30% | 30% | 30% | 30% | 0% | 0% | 0% | 0% | 0% | 0% | 0% | 0% | 0% | 0% | 0% | 0% | 0% | 0% | 0% | 0% | 0% | 0% | 0% | 0% | 0% | 0% | 0% | 0% | 0% | 0% | 0% | 0% | 0% | 0% | 0% | 0% | 0% | 0% | 0% | 0% | 0% | 0% | 0% | 0% | 0% | 0% | 0% | 0% | 0% | 0% | 0% | 0% | 0% | 0% | 0% | 0% | 0% | 0% | 0% | 0% | 0% | 0%
|  | Inflation Reduction Act | ITC Schedule | Liquid Air | 30% | 30% | 30% | 30% | 30% | 30% | 30% | 30% | 30% | 30% | 30% | 30% | 30% | 0% | 0% | 0% | 0% | 0% | 0% | 0% | 0% | 0% | 0% | 0% | 0% | 0% | 0% | 0% | 0% | 0% | 0% | 0% | 0% | 0% | 0% | 0% | 0% | 0% | 0% | 0% | 0% | 0% | 0% | 0% | 0% | 0% | 0% | 0% | 0% | 0% | 0% | 0% | 0% | 0% | 0% | 0% | 0% | 0% | 0% | 0% | 0% | 0% | 0% | 0% | 0% | 0% | 0% | 0% | 0% | 0% | 0%
|  | Inflation Reduction Act | ITC Schedule | Pumped Hydro (8.5 hr/ 400 MW share) | 30% | 30% | 30% | 30% | 30% | 30% | 30% | 30% | 30% | 30% | 30% | 30% | 30% | 0% | 0% | 0% | 0% | 0% | 0% | 0% | 0% | 0% | 0% | 0% | 0% | 0% | 0% | 0% | 0% | 0% | 0% | 0% | 0% | 0% | 0% | 0% | 0% | 0% | 0% | 0% | 0% | 0% | 0% | 0% | 0% | 0% | 0% | 0% | 0% | 0% | 0% | 0% | 0% | 0% | 0% | 0% | 0% | 0% | 0% | 0% | 0% | 0% | 0% | 0% | 0% | 0% | 0% | 0% | 0% | 0% | 0%
|  | Inflation Reduction Act | ITC Schedule | Pumped Hydro (16 hr/ 100 MW) | 30% | 30% | 30% | 30% | 30% | 30% | 30% | 30% | 30% | 30% | 30% | 30% | 30% | 0% | 0% | 0% | 0% | 0% | 0% | 0% | 0% | 0% | 0% | 0% | 0% | 0% | 0% | 0% | 0% | 0% | 0% | 0% | 0% | 0% | 0% | 0% | 0% | 0% | 0% | 0% | 0% | 0% | 0% | 0% | 0% | 0% | 0% | 0% | 0% | 0% | 0% | 0% | 0% | 0% | 0% | 0% | 0% | 0% | 0% | 0% | 0% | 0% | 0% | 0% | 0% | 0% | 0% | 0% | 0% | 0% | 0%
|  | Inflation Reduction Act | ITC Schedule | Pumped Hyrdo (24 hr/ 100 MW) | 30% | 30% | 30% | 30% | 30% | 30% | 30% | 30% | 30% | 30% | 30% | 30% | 30% | 0% | 0% | 0% | 0% | 0% | 0% | 0% | 0% | 0% | 0% | 0% | 0% | 0% | 0% | 0% | 0% | 0% | 0% | 0% | 0% | 0% | 0% | 0% | 0% | 0% | 0% | 0% | 0% | 0% | 0% | 0% | 0% | 0% | 0% | 0% | 0% | 0% | 0% | 0% | 0% | 0% | 0% | 0% | 0% | 0% | 0% | 0% | 0% | 0% | 0% | 0% | 0% | 0% | 0% | 0% | 0% | 0% | 0%
|  | Inflation Reduction Act | PTC Schedule | Wood Biomass | 100% | 100% | 100% | 100% | 100% | 100% | 100% | 100% | 100% | 100% | 100% | 100% | 100% | 60% | 40% | 0% | 0% | 0% | 0% | 0% | 0% | 0% | 0% | 0% | 0% | 0% | 0% | 0% | 0% | 0% | 0% | 0% | 0% | 0% | 0% | 0% | 0% | 0% | 0% | 0% | 0% | 0% | 0% | 0% | 0% | 0% | 0% | 0% | 0% | 0% | 0% | 0% | 0% | 0% | 0% | 0% | 0% | 0% | 0% | 0% | 0% | 0% | 0% | 0% | 0% | 0% | 0% | 0% | 0% | 0% | 0%
|  | Inflation Reduction Act |  | Rathdrum CT 2055 Uprates two unit operation | bar: 2020 to 2090
|  | Inflation Reduction Act |  | Rathdrum CT: Inlet Evaporation 2 unit operation | bar: 2020 to 2090
|  | Inflation Reduction Act | ITC Schedule | New Residential Solar | 0% | 0% | 40% | 40% | 40% | 40% | 40% | 40% | 40% | 40% | 40% | 40% | 40% | 36% | 32% | 0% | 0% | 0% | 0% | 0% | 0% | 0% | 0% | 0% | 0% | 0% | 0% | 0% | 0% | 0% | 0% | 0% | 0% | 0% | 0% | 0% | 0% | 0% | 0% | 0% | 0% | 0% | 0% | 0% | 0% | 0% | 0% | 0% | 0% | 0% | 0% | 0% | 0% | 0% | 0% | 0% | 0% | 0% | 0% | 0% | 0% | 0% | 0% | 0% | 0% | 0% | 0% | 0% | 0% | 0% | 0%
|  | Inflation Reduction Act | ITC Schedule | New Residential Solar + Storage | 0% | 0% | 40% | 40% | 40% | 40% | 40% | 40% | 40% | 40% | 40% | 40% | 40% | 36% | 32% | 0% | 0% | 0% | 0% | 0% | 0% | 0% | 0% | 0% | 0% | 0% | 0% | 0% | 0% | 0% | 0% | 0% | 0% | 0% | 0% | 0% | 0% | 0% | 0% | 0% | 0% | 0% | 0% | 0% | 0% | 0% | 0% | 0% | 0% | 0% | 0% | 0% | 0% | 0% | 0% | 0% | 0% | 0% | 0% | 0% | 0% | 0% | 0% | 0% | 0% | 0% | 0% | 0% | 0% | 0% | 0%
|  | Inflation Reduction Act | ITC Schedule | Existing Residential Solar | 0% | 0% | 40% | 40% | 40% | 40% | 40% | 40% | 40% | 40% | 40% | 40% | 40% | 36% | 32% | 0% | 0% | 0% | 0% | 0% | 0% | 0% | 0% | 0% | 0% | 0% | 0% | 0% | 0% | 0% | 0% | 0% | 0% | 0% | 0% | 0% | 0% | 0% | 0% | 0% | 0% | 0% | 0% | 0% | 0% | 0% | 0% | 0% | 0% | 0% | 0% | 0% | 0% | 0% | 0% | 0% | 0% | 0% | 0% | 0% | 0% | 0% | 0% | 0% | 0% | 0% | 0% | 0% | 0% | 0% | 0%
|  | Inflation Reduction Act | ITC Schedule | Existing Residential Solar + Storage | 0% | 0% | 40% | 40% | 40% | 40% | 40% | 40% | 40% | 40% | 40% | 40% | 40% | 36% | 32% | 0% | 0% | 0% | 0% | 0% | 0% | 0% | 0% | 0% | 0% | 0% | 0% | 0% | 0% | 0% | 0% | 0% | 0% | 0% | 0% | 0% | 0% | 0% | 0% | 0% | 0% | 0% | 0% | 0% | 0% | 0% | 0% | 0% | 0% | 0% | 0% | 0% | 0% | 0% | 0% | 0% | 0% | 0% | 0% | 0% | 0% | 0% | 0% | 0% | 0% | 0% | 0% | 0% | 0% | 0% | 0%
|  | Inflation Reduction Act | ITC Schedule | Commercial Solar | 30% | 30% | 30% | 30% | 30% | 30% | 30% | 30% | 30% | 30% | 30% | 30% | 30% | 26% | 22% | 10% | 10% | 10% | 10% | 10% | 10% | 10% | 10% | 10% | 10% | 10% | 10% | 10% | 10% | 10% | 10% | 10% | 10% | 10% | 10% | 10% | 10% | 10% | 10% | 10% | 10% | 10% | 10% | 10% | 10% | 10% | 10% | 10% | 10% | 10% | 10% | 10% | 10% | 10% | 10% | 10% | 10% | 10% | 10% | 10% | 10% | 10% | 10% | 10% | 10% | 10% | 10% | 10% | 10% | 10% | 10%
|  | Inflation Reduction Act | ITC Schedule | Commercial Solar + Storage | 30% | 30% | 30% | 30% | 30% | 30% | 30% | 30% | 30% | 30% | 30% | 30% | 30% | 26% | 22% | 10% | 10% | 10% | 10% | 10% | 10% | 10% | 10% | 10% | 10% | 10% | 10% | 10% | 10% | 10% | 10% | 10% | 10% | 10% | 10% | 10% | 10% | 10% | 10% | 10% | 10% | 10% | 10% | 10% | 10% | 10% | 10% | 10% | 10% | 10% | 10% | 10% | 10% | 10% | 10% | 10% | 10% | 10% | 10% | 10% | 10% | 10% | 10% | 10% | 10% | 10% | 10% | 10% | 10% | 10% | 10%
|  | Inflation Reduction Act | ITC Schedule | Solar Photovoltaic Fixed Array (5 MW AC) | 30% | 30% | 30% | 30% | 30% | 30% | 30% | 30% | 30% | 30% | 30% | 30% | 30% | 26% | 22% | 10% | 10% | 10% | 10% | 10% | 10% | 10% | 10% | 10% | 10% | 10% | 10% | 10% | 10% | 10% | 10% | 10% | 10% | 10% | 10% | 10% | 10% | 10% | 10% | 10% | 10% | 10% | 10% | 10% | 10% | 10% | 10% | 10% | 10% | 10% | 10% | 10% | 10% | 10% | 10% | 10% | 10% | 10% | 10% | 10% | 10% | 10% | 10% | 10% | 10% | 10% | 10% | 10% | 10% | 10% | 10%
|  | Inflation Reduction Act | ITC Schedule | Solar Photovoltaic Fixed Array (5 MW AC) + Storage | 30% | 30% | 30% | 30% | 30% | 30% | 30% | 30% | 30% | 30% | 30% | 30% | 30% | 26% | 22% | 10% | 10% | 10% | 10% | 10% | 10% | 10% | 10% | 10% | 10% | 10% | 10% | 10% | 10% | 10% | 10% | 10% | 10% | 10% | 10% | 10% | 10% | 10% | 10% | 10% | 10% | 10% | 10% | 10% | 10% | 10% | 10% | 10% | 10% | 10% | 10% | 10% | 10% | 10% | 10% | 10% | 10% | 10% | 10% | 10% | 10% | 10% | 10% | 10% | 10% | 10% | 10% | 10% | 10% | 10% | 10%
|  | Inflation Reduction Act | ITC Schedule | Solar Photovoltaic w/Single Axis Tracking (100 MW AC) | 30% | 30% | 30% | 30% | 30% | 30% | 30% | 30% | 30% | 30% | 30% | 30% | 30% | 26% | 22% | 10% | 10% | 10% | 10% | 10% | 10% | 10% | 10% | 10% | 10% | 10% | 10% | 10% | 10% | 10% | 10% | 10% | 10% | 10% | 10% | 10% | 10% | 10% | 10% | 10% | 10% | 10% | 10% | 10% | 10% | 10% | 10% | 10% | 10% | 10% | 10% | 10% | 10% | 10% | 10% | 10% | 10% | 10% | 10% | 10% | 10% | 10% | 10% | 10% | 10% | 10% | 10% | 10% | 10% | 10% | 10%
|  | Inflation Reduction Act | ITC Schedule | Southern NW Solar Photovoltaic w/ Single Axis Tracking (100 MW AC) | 30% | 30% | 30% | 30% | 30% | 30% | 30% | 30% | 30% | 30% | 30% | 30% | 30% | 26% | 22% | 10% | 10% | 10% | 10% | 10% | 10% | 10% | 10% | 10% | 10% | 10% | 10% | 10% | 10% | 10% | 10% | 10% | 10% | 10% | 10% | 10% | 10% | 10% | 10% | 10% | 10% | 10% | 10% | 10% | 10% | 10% | 10% | 10% | 10% | 10% | 10% | 10% | 10% | 10% | 10% | 10% | 10% | 10% | 10% | 10% | 10% | 10% | 10% | 10% | 10% | 10% | 10% | 10% | 10% | 10% | 10%
|  | Inflation Reduction Act | ITC Schedule | 100 MW/400 MWh Lithium-ion w/Solar | 30% | 30% | 30% | 30% | 30% | 30% | 30% | 30% | 30% | 30% | 30% | 30% | 30% | 26% | 22% | 10% | 10% | 10% | 10% | 10% | 10% | 10% | 10% | 10% | 10% | 10% | 10% | 10% | 10% | 10% | 10% | 10% | 10% | 10% | 10% | 10% | 10% | 10% | 10% | 10% | 10% | 10% | 10% | 10% | 10% | 10% | 10% | 10% | 10% | 10% | 10% | 10% | 10% | 10% | 10% | 10% | 10% | 10% | 10% | 10% | 10% | 10% | 10% | 10% | 10% | 10% | 10% | 10% | 10% | 10% | 10%
|  | Inflation Reduction Act | ITC Schedule | 100 MW/200 MWh Lithium-ion w/Solar | 30% | 30% | 30% | 30% | 30% | 30% | 30% | 30% | 30% | 30% | 30% | 30% | 30% | 26% | 22% | 10% | 10% | 10% | 10% | 10% | 10% | 10% | 10% | 10% | 10% | 10% | 10% | 10% | 10% | 10% | 10% | 10% | 10% | 10% | 10% | 10% | 10% | 10% | 10% | 10% | 10% | 10% | 10% | 10% | 10% | 10% | 10% | 10% | 10% | 10% | 10% | 10% | 10% | 10% | 10% | 10% | 10% | 10% | 10% | 10% | 10% | 10% | 10% | 10% | 10% | 10% | 10% | 10% | 10% | 10% | 10%
|  | Inflation Reduction Act | ITC Schedule | 50 MW/200 MWh Lithium-ion w/Solar | 30% | 30% | 30% | 30% | 30% | 30% | 30% | 30% | 30% | 30% | 30% | 30% | 30% | 26% | 22% | 10% | 10% | 10% | 10% | 10% | 10% | 10% | 10% | 10% | 10% | 10% | 10% | 10% | 10% | 10% | 10% | 10% | 10% | 10% | 10% | 10% | 10% | 10% | 10% | 10% | 10% | 10% | 10% | 10% | 10% | 10% | 10% | 10% | 10% | 10% | 10% | 10% | 10% | 10% | 10% | 10% | 10% | 10% | 10% | 10% | 10% | 10% | 10% | 10% | 10% | 10% | 10% | 10% | 10% | 10% | 10%
|  | Inflation Reduction Act | PTC Schedule | New Residential Solar | 100% | 100% | 100% | 100% | 100% | 100% | 100% | 100% | 100% | 100% | 100% | 100% | 100% | 60% | 40% | 0% | 0% | 0% | 0% | 0% | 0% | 0% | 0% | 0% | 0% | 0% | 0% | 0% | 0% | 0% | 0% | 0% | 0% | 0% | 0% | 0% | 0% | 0% | 0% | 0% | 0% | 0% | 0% | 0% | 0% | 0% | 0% | 0% | 0% | 0% | 0% | 0% | 0% | 0% | 0% | 0% | 0% | 0% | 0% | 0% | 0% | 0% | 0% | 0% | 0% | 0% | 0% | 0% | 0% | 0% | 0%
|  | Inflation Reduction Act | PTC Schedule | New Residential Solar + Storage | 100% | 100% | 100% | 100% | 100% | 100% | 100% | 100% | 100% | 100% | 100% | 100% | 100% | 60% | 40% | 0% | 0% | 0% | 0% | 0% | 0% | 0% | 0% | 0% | 0% | 0% | 0% | 0% | 0% | 0% | 0% | 0% | 0% | 0% | 0% | 0% | 0% | 0% | 0% | 0% | 0% | 0% | 0% | 0% | 0% | 0% | 0% | 0% | 0% | 0% | 0% | 0% | 0% | 0% | 0% | 0% | 0% | 0% | 0% | 0% | 0% | 0% | 0% | 0% | 0% | 0% | 0% | 0% | 0% | 0% | 0%
|  | Inflation Reduction Act | PTC Schedule | Existing Residential Solar | 100% | 100% | 100% | 100% | 100% | 100% | 100% | 100% | 100% | 100% | 100% | 100% | 100% | 60% | 40% | 0% | 0% | 0% | 0% | 0% | 0% | 0% | 0% | 0% | 0% | 0% | 0% | 0% | 0% | 0% | 0% | 0% | 0% | 0% | 0% | 0% | 0% | 0% | 0% | 0% | 0% | 0% | 0% | 0% | 0% | 0% | 0% | 0% | 0% | 0% | 0% | 0% | 0% | 0% | 0% | 0% | 0% | 0% | 0% | 0% | 0% | 0% | 0% | 0% | 0% | 0% | 0% | 0% | 0% | 0% | 0%
|  | Inflation Reduction Act | PTC Schedule | Existing Residential Solar + Storage | 100% | 100% | 100% | 100% | 100% | 100% | 100% | 100% | 100% | 100% | 100% | 100% | 100% | 60% | 40% | 0% | 0% | 0% | 0% | 0% | 0% | 0% | 0% | 0% | 0% | 0% | 0% | 0% | 0% | 0% | 0% | 0% | 0% | 0% | 0% | 0% | 0% | 0% | 0% | 0% | 0% | 0% | 0% | 0% | 0% | 0% | 0% | 0% | 0% | 0% | 0% | 0% | 0% | 0% | 0% | 0% | 0% | 0% | 0% | 0% | 0% | 0% | 0% | 0% | 0% | 0% | 0% | 0% | 0% | 0% | 0%
|  | Inflation Reduction Act | PTC Schedule | Commercial Solar | 100% | 100% | 100% | 100% | 100% | 100% | 100% | 100% | 100% | 100% | 100% | 100% | 100% | 60% | 40% | 0% | 0% | 0% | 0% | 0% | 0% | 0% | 0% | 0% | 0% | 0% | 0% | 0% | 0% | 0% | 0% | 0% | 0% | 0% | 0% | 0% | 0% | 0% | 0% | 0% | 0% | 0% | 0% | 0% | 0% | 0% | 0% | 0% | 0% | 0% | 0% | 0% | 0% | 0% | 0% | 0% | 0% | 0% | 0% | 0% | 0% | 0% | 0% | 0% | 0% | 0% | 0% | 0% | 0% | 0% | 0%
|  | Inflation Reduction Act | PTC Schedule | Commercial Solar + Storage | 100% | 100% | 100% | 100% | 100% | 100% | 100% | 100% | 100% | 100% | 100% | 100% | 100% | 60% | 40% | 0% | 0% | 0% | 0% | 0% | 0% | 0% | 0% | 0% | 0% | 0% | 0% | 0% | 0% | 0% | 0% | 0% | 0% | 0% | 0% | 0% | 0% | 0% | 0% | 0% | 0% | 0% | 0% | 0% | 0% | 0% | 0% | 0% | 0% | 0% | 0% | 0% | 0% | 0% | 0% | 0% | 0% | 0% | 0% | 0% | 0% | 0% | 0% | 0% | 0% | 0% | 0% | 0% | 0% | 0% | 0%
|  | Inflation Reduction Act | PTC Schedule | Solar Photovoltaic Fixed Array (5 MW AC) | 100% | 100% | 100% | 100% | 100% | 100% | 100% | 100% | 100% | 100% | 100% | 100% | 100% | 60% | 40% | 0% | 0% | 0% | 0% | 0% | 0% | 0% | 0% | 0% | 0% | 0% | 0% | 0% | 0% | 0% | 0% | 0% | 0% | 0% | 0% | 0% | 0% | 0% | 0% | 0% | 0% | 0% | 0% | 0% | 0% | 0% | 0% | 0% | 0% | 0% | 0% | 0% | 0% | 0% | 0% | 0% | 0% | 0% | 0% | 0% | 0% | 0% | 0% | 0% | 0% | 0% | 0% | 0% | 0% | 0% | 0%
|  | Inflation Reduction Act | PTC Schedule | Solar Photovoltaic Fixed Array (5 MW AC) + Storage | 100% | 100% | 100% | 100% | 100% | 100% | 100% | 100% | 100% | 100% | 100% | 100% | 100% | 60% | 40% | 0% | 0% | 0% | 0% | 0% | 0% | 0% | 0% | 0% | 0% | 0% | 0% | 0% | 0% | 0% | 0% | 0% | 0% | 0% | 0% | 0% | 0% | 0% | 0% | 0% | 0% | 0% | 0% | 0% | 0% | 0% | 0% | 0% | 0% | 0% | 0% | 0% | 0% | 0% | 0% | 0% | 0% | 0% | 0% | 0% | 0% | 0% | 0% | 0% | 0% | 0% | 0% | 0% | 0% | 0% | 0%
|  | Inflation Reduction Act | PTC Schedule | Solar Photovoltaic w/Single Axis Tracking (100 MW AC) | 100% | 100% | 100% | 100% | 100% | 100% | 100% | 100% | 100% | 100% | 100% | 100% | 100% | 60% | 40% | 0% | 0% | 0% | 0% | 0% | 0% | 0% | 0% | 0% | 0% | 0% | 0% | 0% | 0% | 0% | 0% | 0% | 0% | 0% | 0% | 0% | 0% | 0% | 0% | 0% | 0% | 0% | 0% | 0% | 0% | 0% | 0% | 0% | 0% | 0% | 0% | 0% | 0% | 0% | 0% | 0% | 0% | 0% | 0% | 0% | 0% | 0% | 0% | 0% | 0% | 0% | 0% | 0% | 0% | 0% | 0%
|  | Inflation Reduction Act | PTC Schedule | Southern NW Solar Photovoltaic w/ Single Axis Tracking (100 MW AC) | 100% | 100% | 100% | 100% | 100% | 100% | 100% | 100% | 100% | 100% | 100% | 100% | 100% | 60% | 40% | 0% | 0% | 0% | 0% | 0% | 0% | 0% | 0% | 0% | 0% | 0% | 0% | 0% | 0% | 0% | 0% | 0% | 0% | 0% | 0% | 0% | 0% | 0% | 0% | 0% | 0% | 0% | 0% | 0% | 0% | 0% | 0% | 0% | 0% | 0% | 0% | 0% | 0% | 0% | 0% | 0% | 0% | 0% | 0% | 0% | 0% | 0% | 0% | 0% | 0% | 0% | 0% | 0% | 0% | 0% | 0%
|  | Inflation Reduction Act | PTC Schedule | 100 MW/400 MWh Lithium-ion w/Solar | 100% | 100% | 100% | 100% | 100% | 100% | 100% | 100% | 100% | 100% | 100% | 100% | 100% | 60% | 40% | 0% | 0% | 0% | 0% | 0% | 0% | 0% | 0% | 0% | 0% | 0% | 0% | 0% | 0% | 0% | 0% | 0% | 0% | 0% | 0% | 0% | 0% | 0% | 0% | 0% | 0% | 0% | 0% | 0% | 0% | 0% | 0% | 0% | 0% | 0% | 0% | 0% | 0% | 0% | 0% | 0% | 0% | 0% | 0% | 0% | 0% | 0% | 0% | 0% | 0% | 0% | 0% | 0% | 0% | 0% | 0%
|  | Inflation Reduction Act | PTC Schedule | 100 MW/200 MWh Lithium-ion w/Solar | 100% | 100% | 100% | 100% | 100% | 100% | 100% | 100% | 100% | 100% | 100% | 100% | 100% | 60% | 40% | 0% | 0% | 0% | 0% | 0% | 0% | 0% | 0% | 0% | 0% | 0% | 0% | 0% | 0% | 0% | 0% | 0% | 0% | 0% | 0% | 0% | 0% | 0% | 0% | 0% | 0% | 0% | 0% | 0% | 0% | 0% | 0% | 0% | 0% | 0% | 0% | 0% | 0% | 0% | 0% | 0% | 0% | 0% | 0% | 0% | 0% | 0% | 0% | 0% | 0% | 0% | 0% | 0% | 0% | 0% | 0%
|  | Inflation Reduction Act | PTC Schedule | 50 MW/200 MWh Lithium-ion w/Solar | 100% | 100% | 100% | 100% | 100% | 100% | 100% | 100% | 100% | 100% | 100% | 100% | 100% | 60% | 40% | 0% | 0% | 0% | 0% | 0% | 0% | 0% | 0% | 0% | 0% | 0% | 0% | 0% | 0% | 0% | 0% | 0% | 0% | 0% | 0% | 0% | 0% | 0% | 0% | 0% | 0% | 0% | 0% | 0% | 0% | 0% | 0% | 0% | 0% | 0% | 0% | 0% | 0% | 0% | 0% | 0% | 0% | 0% | 0% | 0% | 0% | 0% | 0% | 0% | 0% | 0% | 0% | 0% | 0% | 0% | 0%
|  | Inflation Reduction Act | PTC Schedule | NW Wind On System (Share) | 100% | 100% | 100% | 100% | 100% | 100% | 100% | 100% | 100% | 100% | 100% | 100% | 100% | 60% | 40% | 0% | 0% | 0% | 0% | 0% | 0% | 0% | 0% | 0% | 0% | 0% | 0% | 0% | 0% | 0% | 0% | 0% | 0% | 0% | 0% | 0% | 0% | 0% | 0% | 0% | 0% | 0% | 0% | 0% | 0% | 0% | 0% | 0% | 0% | 0% | 0% | 0% | 0% | 0% | 0% | 0% | 0% | 0% | 0% | 0% | 0% | 0% | 0% | 0% | 0% | 0% | 0% | 0% | 0% | 0% | 0%
|  | Inflation Reduction Act | PTC Schedule | NW Wind Off System | 100% | 100% | 100% | 100% | 100% | 100% | 100% | 100% | 100% | 100% | 100% | 100% | 100% | 60% | 40% | 0% | 0% | 0% | 0% | 0% | 0% | 0% | 0% | 0% | 0% | 0% | 0% | 0% | 0% | 0% | 0% | 0% | 0% | 0% | 0% | 0% | 0% | 0% | 0% | 0% | 0% | 0% | 0% | 0% | 0% | 0% | 0% | 0% | 0% | 0% | 0% | 0% | 0% | 0% | 0% | 0% | 0% | 0% | 0% | 0% | 0% | 0% | 0% | 0% | 0% | 0% | 0% | 0% | 0% | 0% | 0%
|  | Inflation Reduction Act | PTC Schedule | Wind Montana | 100% | 100% | 100% | 100% | 100% | 100% | 100% | 100% | 100% | 100% | 100% | 100% | 100% | 60% | 40% | 0% | 0% | 0% | 0% | 0% | 0% | 0% | 0% | 0% | 0% | 0% | 0% | 0% | 0% | 0% | 0% | 0% | 0% | 0% | 0% | 0% | 0% | 0% | 0% | 0% | 0% | 0% | 0% | 0% | 0% | 0% | 0% | 0% | 0% | 0% | 0% | 0% | 0% | 0% | 0% | 0% | 0% | 0% | 0% | 0% | 0% | 0% | 0% | 0% | 0% | 0% | 0% | 0% | 0% | 0% | 0%
|  | Inflation Reduction Act | PTC Schedule | Off Shore Wind (Share) | 100% | 100% | 100% | 100% | 100% | 100% | 100% | 100% | 100% | 100% | 100% | 100% | 100% | 60% | 40% | 0% | 0% | 0% | 0% | 0% | 0% | 0% | 0% | 0% | 0% | 0% | 0% | 0% | 0% | 0% | 0% | 0% | 0% | 0% | 0% | 0% | 0% | 0% | 0% | 0% | 0% | 0% | 0% | 0% | 0% | 0% | 0% | 0% | 0% | 0% | 0% | 0% | 0% | 0% | 0% | 0% | 0% | 0% | 0% | 0% | 0% | 0% | 0% | 0% | 0% | 0% | 0% | 0% | 0% | 0% | 0%
|  | Inflation Reduction Act | PTC Schedule | Small Modular Reactor (share) | 100% | 100% | 100% | 100% | 100% | 100% | 100% | 100% | 100% | 100% | 100% | 100% | 100% | 60% | 40% | 0% | 0% | 0% | 0% | 0% | 0% | 0% | 0% | 0% | 0% | 0% | 0% | 0% | 0% | 0% | 0% | 0% | 0% | 0% | 0% | 0% | 0% | 0% | 0% | 0% | 0% | 0% | 0% | 0% | 0% | 0% | 0% | 0% | 0% | 0% | 0% | 0% | 0% | 0% | 0% | 0% | 0% | 0% | 0% | 0% | 0% | 0% | 0% | 0% | 0% | 0% | 0% | 0% | 0% | 0% | 0%
|  | Inflation Reduction Act | PTC Schedule | Geothermal (Off System) | 100% | 100% | 100% | 100% | 100% | 100% | 100% | 100% | 100% | 100% | 100% | 100% | 100% | 60% | 40% | 0% | 0% | 0% | 0% | 0% | 0% | 0% | 0% | 0% | 0% | 0% | 0% | 0% | 0% | 0% | 0% | 0% | 0% | 0% | 0% | 0% | 0% | 0% | 0% | 0% | 0% | 0% | 0% | 0% | 0% | 0% | 0% | 0% | 0% | 0% | 0% | 0% | 0% | 0% | 0% | 0% | 0% | 0% | 0% | 0% | 0% | 0% | 0% | 0% | 0% | 0% | 0% | 0% | 0% | 0% | 0%
|  | Inflation Reduction Act |  | 7F.04 CT Frame Greenfield | bar: 2020 to 2090
|  | Inflation Reduction Act |  | Reciprocating Engine (ICE) Machine | bar: 2020 to 2090
|  | Inflation Reduction Act |  | NG CCCT (1x1 w/DF) | bar: 2020 to 2090
|  | Inflation Reduction Act |  | Hydrogen Fuel Cell with 40 hrs Storage | bar: 2020 to 2090
|  | Inflation Reduction Act |  | 7F.04 CT Frame Greenfield + amonia + storage | bar: 2020 to 2090
| PTC Value ($/MWh) |  | PTC Value ($/MWh)
| 2022 | Inflation Reduction Act | PTC Value ($/MWh) | Distribution Scale 4hr Lithium-Ion |  |  | 0 | 0 | 0 | 0 | 0 | 0 | 0 | 0 | 0 | 0 | 0 | 0 | 0 | 0 | 0 | 0 | 0 | 0 | 0 | 0 | 0 | 0 | 0 | 0 | 0 | 0 | 0 | 0 | 0 | 0 | 0 | 0 | 0 | 0 | 0 | 0 | 0 | 0 | 0 | 0 | 0 | 0 | 0 | 0 | 0 | 0 | 0 | 0 | 0 | 0 | 0 | 0 | 0 | 0 | 0 | 0 | 0 | 0 | 0 | 0 | 0 | 0 | 0 | 0 | 0 | 0 | 0 | 0 | 0
| 2022 | Inflation Reduction Act | PTC Value ($/MWh) | Distribution Scale 8hr Lithium-Ion |  |  | 0 | 0 | 0 | 0 | 0 | 0 | 0 | 0 | 0 | 0 | 0 | 0 | 0 | 0 | 0 | 0 | 0 | 0 | 0 | 0 | 0 | 0 | 0 | 0 | 0 | 0 | 0 | 0 | 0 | 0 | 0 | 0 | 0 | 0 | 0 | 0 | 0 | 0 | 0 | 0 | 0 | 0 | 0 | 0 | 0 | 0 | 0 | 0 | 0 | 0 | 0 | 0 | 0 | 0 | 0 | 0 | 0 | 0 | 0 | 0 | 0 | 0 | 0 | 0 | 0 | 0 | 0 | 0 | 0
| 2022 | Inflation Reduction Act | PTC Value ($/MWh) | 4hr Lithium-Ion |  |  | 0 | 0 | 0 | 0 | 0 | 0 | 0 | 0 | 0 | 0 | 0 | 0 | 0 | 0 | 0 | 0 | 0 | 0 | 0 | 0 | 0 | 0 | 0 | 0 | 0 | 0 | 0 | 0 | 0 | 0 | 0 | 0 | 0 | 0 | 0 | 0 | 0 | 0 | 0 | 0 | 0 | 0 | 0 | 0 | 0 | 0 | 0 | 0 | 0 | 0 | 0 | 0 | 0 | 0 | 0 | 0 | 0 | 0 | 0 | 0 | 0 | 0 | 0 | 0 | 0 | 0 | 0 | 0 | 0
| 2022 | Inflation Reduction Act | PTC Value ($/MWh) | 8hr Lithium-Ion |  |  | 0 | 0 | 0 | 0 | 0 | 0 | 0 | 0 | 0 | 0 | 0 | 0 | 0 | 0 | 0 | 0 | 0 | 0 | 0 | 0 | 0 | 0 | 0 | 0 | 0 | 0 | 0 | 0 | 0 | 0 | 0 | 0 | 0 | 0 | 0 | 0 | 0 | 0 | 0 | 0 | 0 | 0 | 0 | 0 | 0 | 0 | 0 | 0 | 0 | 0 | 0 | 0 | 0 | 0 | 0 | 0 | 0 | 0 | 0 | 0 | 0 | 0 | 0 | 0 | 0 | 0 | 0 | 0 | 0
| 2022 | Inflation Reduction Act | PTC Value ($/MWh) | 16hr Lithium-Ion |  |  | 0 | 0 | 0 | 0 | 0 | 0 | 0 | 0 | 0 | 0 | 0 | 0 | 0 | 0 | 0 | 0 | 0 | 0 | 0 | 0 | 0 | 0 | 0 | 0 | 0 | 0 | 0 | 0 | 0 | 0 | 0 | 0 | 0 | 0 | 0 | 0 | 0 | 0 | 0 | 0 | 0 | 0 | 0 | 0 | 0 | 0 | 0 | 0 | 0 | 0 | 0 | 0 | 0 | 0 | 0 | 0 | 0 | 0 | 0 | 0 | 0 | 0 | 0 | 0 | 0 | 0 | 0 | 0 | 0
| 2022 | Inflation Reduction Act | PTC Value ($/MWh) | 4 hr Vanadium Flow Battery |  |  | 0 | 0 | 0 | 0 | 0 | 0 | 0 | 0 | 0 | 0 | 0 | 0 | 0 | 0 | 0 | 0 | 0 | 0 | 0 | 0 | 0 | 0 | 0 | 0 | 0 | 0 | 0 | 0 | 0 | 0 | 0 | 0 | 0 | 0 | 0 | 0 | 0 | 0 | 0 | 0 | 0 | 0 | 0 | 0 | 0 | 0 | 0 | 0 | 0 | 0 | 0 | 0 | 0 | 0 | 0 | 0 | 0 | 0 | 0 | 0 | 0 | 0 | 0 | 0 | 0 | 0 | 0 | 0 | 0
| 2022 | Inflation Reduction Act | PTC Value ($/MWh) | 4 hr Zinc Bromide Flow Battery |  |  | 0 | 0 | 0 | 0 | 0 | 0 | 0 | 0 | 0 | 0 | 0 | 0 | 0 | 0 | 0 | 0 | 0 | 0 | 0 | 0 | 0 | 0 | 0 | 0 | 0 | 0 | 0 | 0 | 0 | 0 | 0 | 0 | 0 | 0 | 0 | 0 | 0 | 0 | 0 | 0 | 0 | 0 | 0 | 0 | 0 | 0 | 0 | 0 | 0 | 0 | 0 | 0 | 0 | 0 | 0 | 0 | 0 | 0 | 0 | 0 | 0 | 0 | 0 | 0 | 0 | 0 | 0 | 0 | 0
| 2022 | Inflation Reduction Act | PTC Value ($/MWh) | 100hr Iron Oxide |  |  | 0 | 0 | 0 | 0 | 0 | 0 | 0 | 0 | 0 | 0 | 0 | 0 | 0 | 0 | 0 | 0 | 0 | 0 | 0 | 0 | 0 | 0 | 0 | 0 | 0 | 0 | 0 | 0 | 0 | 0 | 0 | 0 | 0 | 0 | 0 | 0 | 0 | 0 | 0 | 0 | 0 | 0 | 0 | 0 | 0 | 0 | 0 | 0 | 0 | 0 | 0 | 0 | 0 | 0 | 0 | 0 | 0 | 0 | 0 | 0 | 0 | 0 | 0 | 0 | 0 | 0 | 0 | 0 | 0
| 2022 | Inflation Reduction Act | PTC Value ($/MWh) | Liquid Air |  |  | 0 | 0 | 0 | 0 | 0 | 0 | 0 | 0 | 0 | 0 | 0 | 0 | 0 | 0 | 0 | 0 | 0 | 0 | 0 | 0 | 0 | 0 | 0 | 0 | 0 | 0 | 0 | 0 | 0 | 0 | 0 | 0 | 0 | 0 | 0 | 0 | 0 | 0 | 0 | 0 | 0 | 0 | 0 | 0 | 0 | 0 | 0 | 0 | 0 | 0 | 0 | 0 | 0 | 0 | 0 | 0 | 0 | 0 | 0 | 0 | 0 | 0 | 0 | 0 | 0 | 0 | 0 | 0 | 0
| 2022 | Inflation Reduction Act | PTC Value ($/MWh) | Pumped Hydro (8.5 hr/ 400 MW share) |  |  | 0 | 0 | 0 | 0 | 0 | 0 | 0 | 0 | 0 | 0 | 0 | 0 | 0 | 0 | 0 | 0 | 0 | 0 | 0 | 0 | 0 | 0 | 0 | 0 | 0 | 0 | 0 | 0 | 0 | 0 | 0 | 0 | 0 | 0 | 0 | 0 | 0 | 0 | 0 | 0 | 0 | 0 | 0 | 0 | 0 | 0 | 0 | 0 | 0 | 0 | 0 | 0 | 0 | 0 | 0 | 0 | 0 | 0 | 0 | 0 | 0 | 0 | 0 | 0 | 0 | 0 | 0 | 0 | 0
| 2022 | Inflation Reduction Act | PTC Value ($/MWh) | Pumped Hydro (16 hr/ 100 MW) |  |  | 0 | 0 | 0 | 0 | 0 | 0 | 0 | 0 | 0 | 0 | 0 | 0 | 0 | 0 | 0 | 0 | 0 | 0 | 0 | 0 | 0 | 0 | 0 | 0 | 0 | 0 | 0 | 0 | 0 | 0 | 0 | 0 | 0 | 0 | 0 | 0 | 0 | 0 | 0 | 0 | 0 | 0 | 0 | 0 | 0 | 0 | 0 | 0 | 0 | 0 | 0 | 0 | 0 | 0 | 0 | 0 | 0 | 0 | 0 | 0 | 0 | 0 | 0 | 0 | 0 | 0 | 0 | 0 | 0
| 2022 | Inflation Reduction Act | PTC Value ($/MWh) | Pumped Hyrdo (24 hr/ 100 MW) |  |  | 0 | 0 | 0 | 0 | 0 | 0 | 0 | 0 | 0 | 0 | 0 | 0 | 0 | 0 | 0 | 0 | 0 | 0 | 0 | 0 | 0 | 0 | 0 | 0 | 0 | 0 | 0 | 0 | 0 | 0 | 0 | 0 | 0 | 0 | 0 | 0 | 0 | 0 | 0 | 0 | 0 | 0 | 0 | 0 | 0 | 0 | 0 | 0 | 0 | 0 | 0 | 0 | 0 | 0 | 0 | 0 | 0 | 0 | 0 | 0 | 0 | 0 | 0 | 0 | 0 | 0 | 0 | 0 | 0
| 2022 | Inflation Reduction Act | PTC Value ($/MWh) | Wood Biomass |  |  | 26 | 26 | 26 | 26 | 26 | 26 | 26 | 26 | 26 | 26 | 26 | 26 | 26 | 26 | 26 | 26 | 26 | 26 | 26 | 26 | 26 | 26 | 26 | 26 | 26 | 26 | 26 | 26 | 26 | 26 | 26 | 26 | 26 | 26 | 26 | 26 | 26 | 26 | 26 | 26 | 26 | 26 | 26 | 26 | 26 | 26 | 26 | 26 | 26 | 26 | 26 | 26 | 26 | 26 | 26 | 26 | 26 | 26 | 26 | 26 | 26 | 26 | 26 | 26 | 26 | 26 | 26 | 26 | 26
| 2022 | Inflation Reduction Act | PTC Value ($/MWh) | Rathdrum CT 2055 Uprates two unit operation |  |  | 0 | 0 | 0 | 0 | 0 | 0 | 0 | 0 | 0 | 0 | 0 | 0 | 0 | 0 | 0 | 0 | 0 | 0 | 0 | 0 | 0 | 0 | 0 | 0 | 0 | 0 | 0 | 0 | 0 | 0 | 0 | 0 | 0 | 0 | 0 | 0 | 0 | 0 | 0 | 0 | 0 | 0 | 0 | 0 | 0 | 0 | 0 | 0 | 0 | 0 | 0 | 0 | 0 | 0 | 0 | 0 | 0 | 0 | 0 | 0 | 0 | 0 | 0 | 0 | 0 | 0 | 0 | 0 | 0
| 2022 | Inflation Reduction Act | PTC Value ($/MWh) | Rathdrum CT: Inlet Evaporation 2 unit operation |  |  | 0 | 0 | 0 | 0 | 0 | 0 | 0 | 0 | 0 | 0 | 0 | 0 | 0 | 0 | 0 | 0 | 0 | 0 | 0 | 0 | 0 | 0 | 0 | 0 | 0 | 0 | 0 | 0 | 0 | 0 | 0 | 0 | 0 | 0 | 0 | 0 | 0 | 0 | 0 | 0 | 0 | 0 | 0 | 0 | 0 | 0 | 0 | 0 | 0 | 0 | 0 | 0 | 0 | 0 | 0 | 0 | 0 | 0 | 0 | 0 | 0 | 0 | 0 | 0 | 0 | 0 | 0 | 0 | 0
| 2022 | Inflation Reduction Act | PTC Value ($/MWh) | NW Wind On System (Share) |  |  | 26 | 26 | 26 | 26 | 26 | 26 | 26 | 26 | 26 | 26 | 26 | 26 | 26 | 26 | 26 | 26 | 26 | 26 | 26 | 26 | 26 | 26 | 26 | 26 | 26 | 26 | 26 | 26 | 26 | 26 | 26 | 26 | 26 | 26 | 26 | 26 | 26 | 26 | 26 | 26 | 26 | 26 | 26 | 26 | 26 | 26 | 26 | 26 | 26 | 26 | 26 | 26 | 26 | 26 | 26 | 26 | 26 | 26 | 26 | 26 | 26 | 26 | 26 | 26 | 26 | 26 | 26 | 26 | 26
| 2022 | Inflation Reduction Act | PTC Value ($/MWh) | NW Wind Off System |  |  | 26 | 26 | 26 | 26 | 26 | 26 | 26 | 26 | 26 | 26 | 26 | 26 | 26 | 26 | 26 | 26 | 26 | 26 | 26 | 26 | 26 | 26 | 26 | 26 | 26 | 26 | 26 | 26 | 26 | 26 | 26 | 26 | 26 | 26 | 26 | 26 | 26 | 26 | 26 | 26 | 26 | 26 | 26 | 26 | 26 | 26 | 26 | 26 | 26 | 26 | 26 | 26 | 26 | 26 | 26 | 26 | 26 | 26 | 26 | 26 | 26 | 26 | 26 | 26 | 26 | 26 | 26 | 26 | 26
| 2022 | Inflation Reduction Act | PTC Value ($/MWh) | Wind Montana |  |  | 26 | 26 | 26 | 26 | 26 | 26 | 26 | 26 | 26 | 26 | 26 | 26 | 26 | 26 | 26 | 26 | 26 | 26 | 26 | 26 | 26 | 26 | 26 | 26 | 26 | 26 | 26 | 26 | 26 | 26 | 26 | 26 | 26 | 26 | 26 | 26 | 26 | 26 | 26 | 26 | 26 | 26 | 26 | 26 | 26 | 26 | 26 | 26 | 26 | 26 | 26 | 26 | 26 | 26 | 26 | 26 | 26 | 26 | 26 | 26 | 26 | 26 | 26 | 26 | 26 | 26 | 26 | 26 | 26
| 2022 | Inflation Reduction Act | PTC Value ($/MWh) | Off Shore Wind (Share) |  |  | 26 | 26 | 26 | 26 | 26 | 26 | 26 | 26 | 26 | 26 | 26 | 26 | 26 | 26 | 26 | 26 | 26 | 26 | 26 | 26 | 26 | 26 | 26 | 26 | 26 | 26 | 26 | 26 | 26 | 26 | 26 | 26 | 26 | 26 | 26 | 26 | 26 | 26 | 26 | 26 | 26 | 26 | 26 | 26 | 26 | 26 | 26 | 26 | 26 | 26 | 26 | 26 | 26 | 26 | 26 | 26 | 26 | 26 | 26 | 26 | 26 | 26 | 26 | 26 | 26 | 26 | 26 | 26 | 26
| 2022 | Inflation Reduction Act | PTC Value ($/MWh) | Small Modular Reactor (share) |  |  | 18 | 18 | 18 | 18 | 18 | 18 | 18 | 18 | 18 | 18 | 18 | 18 | 18 | 18 | 18 | 18 | 18 | 18 | 18 | 18 | 18 | 18 | 18 | 18 | 18 | 18 | 18 | 18 | 18 | 18 | 18 | 18 | 18 | 18 | 18 | 18 | 18 | 18 | 18 | 18 | 18 | 18 | 18 | 18 | 18 | 18 | 18 | 18 | 18 | 18 | 18 | 18 | 18 | 18 | 18 | 18 | 18 | 18 | 18 | 18 | 18 | 18 | 18 | 18 | 18 | 18 | 18 | 18 | 18
| 2022 | Inflation Reduction Act | PTC Value ($/MWh) | Geothermal (Off System) |  |  | 26 | 26 | 26 | 26 | 26 | 26 | 26 | 26 | 26 | 26 | 26 | 26 | 26 | 26 | 26 | 26 | 26 | 26 | 26 | 26 | 26 | 26 | 26 | 26 | 26 | 26 | 26 | 26 | 26 | 26 | 26 | 26 | 26 | 26 | 26 | 26 | 26 | 26 | 26 | 26 | 26 | 26 | 26 | 26 | 26 | 26 | 26 | 26 | 26 | 26 | 26 | 26 | 26 | 26 | 26 | 26 | 26 | 26 | 26 | 26 | 26 | 26 | 26 | 26 | 26 | 26 | 26 | 26 | 26
| 2022 | Inflation Reduction Act | PTC Value ($/MWh) | New Residential Solar |  |  | 26 | 26 | 26 | 26 | 26 | 26 | 26 | 26 | 26 | 26 | 26 | 26 | 26 | 26 | 26 | 26 | 26 | 26 | 26 | 26 | 26 | 26 | 26 | 26 | 26 | 26 | 26 | 26 | 26 | 26 | 26 | 26 | 26 | 26 | 26 | 26 | 26 | 26 | 26 | 26 | 26 | 26 | 26 | 26 | 26 | 26 | 26 | 26 | 26 | 26 | 26 | 26 | 26 | 26 | 26 | 26 | 26 | 26 | 26 | 26 | 26 | 26 | 26 | 26 | 26 | 26 | 26 | 26 | 26
| 2022 | Inflation Reduction Act | PTC Value ($/MWh) | New Residential Solar + Storage |  |  | 26 | 26 | 26 | 26 | 26 | 26 | 26 | 26 | 26 | 26 | 26 | 26 | 26 | 26 | 26 | 26 | 26 | 26 | 26 | 26 | 26 | 26 | 26 | 26 | 26 | 26 | 26 | 26 | 26 | 26 | 26 | 26 | 26 | 26 | 26 | 26 | 26 | 26 | 26 | 26 | 26 | 26 | 26 | 26 | 26 | 26 | 26 | 26 | 26 | 26 | 26 | 26 | 26 | 26 | 26 | 26 | 26 | 26 | 26 | 26 | 26 | 26 | 26 | 26 | 26 | 26 | 26 | 26 | 26
| 2022 | Inflation Reduction Act | PTC Value ($/MWh) | Existing Residential Solar |  |  | 26 | 26 | 26 | 26 | 26 | 26 | 26 | 26 | 26 | 26 | 26 | 26 | 26 | 26 | 26 | 26 | 26 | 26 | 26 | 26 | 26 | 26 | 26 | 26 | 26 | 26 | 26 | 26 | 26 | 26 | 26 | 26 | 26 | 26 | 26 | 26 | 26 | 26 | 26 | 26 | 26 | 26 | 26 | 26 | 26 | 26 | 26 | 26 | 26 | 26 | 26 | 26 | 26 | 26 | 26 | 26 | 26 | 26 | 26 | 26 | 26 | 26 | 26 | 26 | 26 | 26 | 26 | 26 | 26
| 2022 | Inflation Reduction Act | PTC Value ($/MWh) | Existing Residential Solar + Storage |  |  | 26 | 26 | 26 | 26 | 26 | 26 | 26 | 26 | 26 | 26 | 26 | 26 | 26 | 26 | 26 | 26 | 26 | 26 | 26 | 26 | 26 | 26 | 26 | 26 | 26 | 26 | 26 | 26 | 26 | 26 | 26 | 26 | 26 | 26 | 26 | 26 | 26 | 26 | 26 | 26 | 26 | 26 | 26 | 26 | 26 | 26 | 26 | 26 | 26 | 26 | 26 | 26 | 26 | 26 | 26 | 26 | 26 | 26 | 26 | 26 | 26 | 26 | 26 | 26 | 26 | 26 | 26 | 26 | 26
| 2022 | Inflation Reduction Act | PTC Value ($/MWh) | Commercial Solar |  |  | 26 | 26 | 26 | 26 | 26 | 26 | 26 | 26 | 26 | 26 | 26 | 26 | 26 | 26 | 26 | 26 | 26 | 26 | 26 | 26 | 26 | 26 | 26 | 26 | 26 | 26 | 26 | 26 | 26 | 26 | 26 | 26 | 26 | 26 | 26 | 26 | 26 | 26 | 26 | 26 | 26 | 26 | 26 | 26 | 26 | 26 | 26 | 26 | 26 | 26 | 26 | 26 | 26 | 26 | 26 | 26 | 26 | 26 | 26 | 26 | 26 | 26 | 26 | 26 | 26 | 26 | 26 | 26 | 26
| 2022 | Inflation Reduction Act | PTC Value ($/MWh) | Commercial Solar + Storage |  |  | 26 | 26 | 26 | 26 | 26 | 26 | 26 | 26 | 26 | 26 | 26 | 26 | 26 | 26 | 26 | 26 | 26 | 26 | 26 | 26 | 26 | 26 | 26 | 26 | 26 | 26 | 26 | 26 | 26 | 26 | 26 | 26 | 26 | 26 | 26 | 26 | 26 | 26 | 26 | 26 | 26 | 26 | 26 | 26 | 26 | 26 | 26 | 26 | 26 | 26 | 26 | 26 | 26 | 26 | 26 | 26 | 26 | 26 | 26 | 26 | 26 | 26 | 26 | 26 | 26 | 26 | 26 | 26 | 26
| 2022 | Inflation Reduction Act | PTC Value ($/MWh) | Solar Photovoltaic Fixed Array (5 MW AC) |  |  | 26 | 26 | 26 | 26 | 26 | 26 | 26 | 26 | 26 | 26 | 26 | 26 | 26 | 26 | 26 | 26 | 26 | 26 | 26 | 26 | 26 | 26 | 26 | 26 | 26 | 26 | 26 | 26 | 26 | 26 | 26 | 26 | 26 | 26 | 26 | 26 | 26 | 26 | 26 | 26 | 26 | 26 | 26 | 26 | 26 | 26 | 26 | 26 | 26 | 26 | 26 | 26 | 26 | 26 | 26 | 26 | 26 | 26 | 26 | 26 | 26 | 26 | 26 | 26 | 26 | 26 | 26 | 26 | 26
| 2022 | Inflation Reduction Act | PTC Value ($/MWh) | Solar Photovoltaic Fixed Array (5 MW AC) + Storage |  |  | 26 | 26 | 26 | 26 | 26 | 26 | 26 | 26 | 26 | 26 | 26 | 26 | 26 | 26 | 26 | 26 | 26 | 26 | 26 | 26 | 26 | 26 | 26 | 26 | 26 | 26 | 26 | 26 | 26 | 26 | 26 | 26 | 26 | 26 | 26 | 26 | 26 | 26 | 26 | 26 | 26 | 26 | 26 | 26 | 26 | 26 | 26 | 26 | 26 | 26 | 26 | 26 | 26 | 26 | 26 | 26 | 26 | 26 | 26 | 26 | 26 | 26 | 26 | 26 | 26 | 26 | 26 | 26 | 26
| 2022 | Inflation Reduction Act | PTC Value ($/MWh) | Solar Photovoltaic w/Single Axis Tracking (100 MW AC) |  |  | 26 | 26 | 26 | 26 | 26 | 26 | 26 | 26 | 26 | 26 | 26 | 26 | 26 | 26 | 26 | 26 | 26 | 26 | 26 | 26 | 26 | 26 | 26 | 26 | 26 | 26 | 26 | 26 | 26 | 26 | 26 | 26 | 26 | 26 | 26 | 26 | 26 | 26 | 26 | 26 | 26 | 26 | 26 | 26 | 26 | 26 | 26 | 26 | 26 | 26 | 26 | 26 | 26 | 26 | 26 | 26 | 26 | 26 | 26 | 26 | 26 | 26 | 26 | 26 | 26 | 26 | 26 | 26 | 26
| 2022 | Inflation Reduction Act | PTC Value ($/MWh) | Southern NW Solar Photovoltaic w/ Single Axis Tracking (100 MW AC) |  |  | 26 | 26 | 26 | 26 | 26 | 26 | 26 | 26 | 26 | 26 | 26 | 26 | 26 | 26 | 26 | 26 | 26 | 26 | 26 | 26 | 26 | 26 | 26 | 26 | 26 | 26 | 26 | 26 | 26 | 26 | 26 | 26 | 26 | 26 | 26 | 26 | 26 | 26 | 26 | 26 | 26 | 26 | 26 | 26 | 26 | 26 | 26 | 26 | 26 | 26 | 26 | 26 | 26 | 26 | 26 | 26 | 26 | 26 | 26 | 26 | 26 | 26 | 26 | 26 | 26 | 26 | 26 | 26 | 26
| 2022 | Inflation Reduction Act | PTC Value ($/MWh) | 100 MW/400 MWh Lithium-ion w/Solar |  |  | 26 | 26 | 26 | 26 | 26 | 26 | 26 | 26 | 26 | 26 | 26 | 26 | 26 | 26 | 26 | 26 | 26 | 26 | 26 | 26 | 26 | 26 | 26 | 26 | 26 | 26 | 26 | 26 | 26 | 26 | 26 | 26 | 26 | 26 | 26 | 26 | 26 | 26 | 26 | 26 | 26 | 26 | 26 | 26 | 26 | 26 | 26 | 26 | 26 | 26 | 26 | 26 | 26 | 26 | 26 | 26 | 26 | 26 | 26 | 26 | 26 | 26 | 26 | 26 | 26 | 26 | 26 | 26 | 26
| 2022 | Inflation Reduction Act | PTC Value ($/MWh) | 100 MW/200 MWh Lithium-ion w/Solar |  |  | 26 | 26 | 26 | 26 | 26 | 26 | 26 | 26 | 26 | 26 | 26 | 26 | 26 | 26 | 26 | 26 | 26 | 26 | 26 | 26 | 26 | 26 | 26 | 26 | 26 | 26 | 26 | 26 | 26 | 26 | 26 | 26 | 26 | 26 | 26 | 26 | 26 | 26 | 26 | 26 | 26 | 26 | 26 | 26 | 26 | 26 | 26 | 26 | 26 | 26 | 26 | 26 | 26 | 26 | 26 | 26 | 26 | 26 | 26 | 26 | 26 | 26 | 26 | 26 | 26 | 26 | 26 | 26 | 26
| 2022 | Inflation Reduction Act | PTC Value ($/MWh) | 50 MW/200 MWh Lithium-ion w/Solar |  |  | 26 | 26 | 26 | 26 | 26 | 26 | 26 | 26 | 26 | 26 | 26 | 26 | 26 | 26 | 26 | 26 | 26 | 26 | 26 | 26 | 26 | 26 | 26 | 26 | 26 | 26 | 26 | 26 | 26 | 26 | 26 | 26 | 26 | 26 | 26 | 26 | 26 | 26 | 26 | 26 | 26 | 26 | 26 | 26 | 26 | 26 | 26 | 26 | 26 | 26 | 26 | 26 | 26 | 26 | 26 | 26 | 26 | 26 | 26 | 26 | 26 | 26 | 26 | 26 | 26 | 26 | 26 | 26 | 26
| 2022 | Inflation Reduction Act | PTC Value ($/MWh) | 7F.04 CT Frame Greenfield |  |  | 0 | 0 | 0 | 0 | 0 | 0 | 0 | 0 | 0 | 0 | 0 | 0 | 0 | 0 | 0 | 0 | 0 | 0 | 0 | 0 | 0 | 0 | 0 | 0 | 0 | 0 | 0 | 0 | 0 | 0 | 0 | 0 | 0 | 0 | 0 | 0 | 0 | 0 | 0 | 0 | 0 | 0 | 0 | 0 | 0 | 0 | 0 | 0 | 0 | 0 | 0 | 0 | 0 | 0 | 0 | 0 | 0 | 0 | 0 | 0 | 0 | 0 | 0 | 0 | 0 | 0 | 0 | 0 | 0
| 2022 | Inflation Reduction Act | PTC Value ($/MWh) | Reciprocating Engine (ICE) Machine |  |  | 0 | 0 | 0 | 0 | 0 | 0 | 0 | 0 | 0 | 0 | 0 | 0 | 0 | 0 | 0 | 0 | 0 | 0 | 0 | 0 | 0 | 0 | 0 | 0 | 0 | 0 | 0 | 0 | 0 | 0 | 0 | 0 | 0 | 0 | 0 | 0 | 0 | 0 | 0 | 0 | 0 | 0 | 0 | 0 | 0 | 0 | 0 | 0 | 0 | 0 | 0 | 0 | 0 | 0 | 0 | 0 | 0 | 0 | 0 | 0 | 0 | 0 | 0 | 0 | 0 | 0 | 0 | 0 | 0
| 2022 | Inflation Reduction Act | PTC Value ($/MWh) | NG CCCT (1x1 w/DF) |  |  | 0 | 0 | 0 | 0 | 0 | 0 | 0 | 0 | 0 | 0 | 0 | 0 | 0 | 0 | 0 | 0 | 0 | 0 | 0 | 0 | 0 | 0 | 0 | 0 | 0 | 0 | 0 | 0 | 0 | 0 | 0 | 0 | 0 | 0 | 0 | 0 | 0 | 0 | 0 | 0 | 0 | 0 | 0 | 0 | 0 | 0 | 0 | 0 | 0 | 0 | 0 | 0 | 0 | 0 | 0 | 0 | 0 | 0 | 0 | 0 | 0 | 0 | 0 | 0 | 0 | 0 | 0 | 0 | 0
| 2022 | Inflation Reduction Act | PTC Value ($/MWh) | Hydrogen Fuel Cell with 40 hrs Storage |  |  | 0 | 0 | 0 | 0 | 0 | 0 | 0 | 0 | 0 | 0 | 0 | 0 | 0 | 0 | 0 | 0 | 0 | 0 | 0 | 0 | 0 | 0 | 0 | 0 | 0 | 0 | 0 | 0 | 0 | 0 | 0 | 0 | 0 | 0 | 0 | 0 | 0 | 0 | 0 | 0 | 0 | 0 | 0 | 0 | 0 | 0 | 0 | 0 | 0 | 0 | 0 | 0 | 0 | 0 | 0 | 0 | 0 | 0 | 0 | 0 | 0 | 0 | 0 | 0 | 0 | 0 | 0 | 0 | 0
| 2022 | Inflation Reduction Act | PTC Value ($/MWh) | 7F.04 CT Frame Greenfield + amonia + storage |  |  | 0 | 0 | 0 | 0 | 0 | 0 | 0 | 0 | 0 | 0 | 0 | 0 | 0 | 0 | 0 | 0 | 0 | 0 | 0 | 0 | 0 | 0 | 0 | 0 | 0 | 0 | 0 | 0 | 0 | 0 | 0 | 0 | 0 | 0 | 0 | 0 | 0 | 0 | 0 | 0 | 0 | 0 | 0 | 0 | 0 | 0 | 0 | 0 | 0 | 0 | 0 | 0 | 0 | 0 | 0 | 0 | 0 | 0 | 0 | 0 | 0 | 0 | 0 | 0 | 0 | 0 | 0 | 0 | 0
| Forced Outage (%) |  | Forced Outage (%)
|  | Internal | Forced Outage (%) | 7F.04 CT Frame Greenfield | bar: 2020 to 2090
|  | Internal | Forced Outage (%) | Reciprocating Engine (ICE) Machine | bar: 2020 to 2090
|  | Internal | Forced Outage (%) | NG CCCT (1x1 w/DF) | bar: 2020 to 2090
|  | Internal | Forced Outage (%) | Hydrogen Fuel Cell with 40 hrs Storage | bar: 2020 to 2090
|  | Internal | Forced Outage (%) | 7F.04 CT Frame Greenfield + amonia + storage | bar: 2020 to 2090
| B&O Tax Rate |  | B&O Tax Rate
|  | Internal | B&O Tax Rate | New Residential Solar | bar: 2020 to 2090
|  | Internal | B&O Tax Rate | New Residential Solar + Storage | bar: 2020 to 2090
|  | Internal | B&O Tax Rate | Existing Residential Solar | bar: 2020 to 2090
|  | Internal | B&O Tax Rate | Existing Residential Solar + Storage | bar: 2020 to 2090
|  | Internal | B&O Tax Rate | Commercial Solar | bar: 2020 to 2090
|  | Internal | B&O Tax Rate | Commercial Solar + Storage | bar: 2020 to 2090
|  | Internal | B&O Tax Rate | Solar Photovoltaic Fixed Array (5 MW AC) | 0.275% | 0.275% | 0.275% | 0.275% | 0.275% | 0.275% | 0.275% | 0.275% | 0.275% | 0.275% | 0.275% | 0.275% | 0.275% | 0.275% | 0.275% | 0.275% | 0.275% | 0.275% | 0.275% | 0.275% | 0.275% | 0.275% | 0.275% | 0.275% | 0.275% | 0.275% | 0.275% | 0.275% | 0.275% | 0.275% | 0.275% | 0.275% | 0.275% | 0.275% | 0.275% | 0.275% | 0.275% | 0.275% | 0.275% | 0.275% | 0.275% | 0.275% | 0.275% | 0.275% | 0.275% | 0.275% | 0.275% | 0.275% | 0.275% | 0.275% | 0.275% | 0.275% | 0.275% | 0.275% | 0.275% | 0.275% | 0.275% | 0.275% | 0.275% | 0.275% | 0.275% | 0.275% | 0.275% | 0.275% | 0.275% | 0.275% | 0.275% | 0.275% | 0.275% | 0.275% | 0.275%
|  | Internal | B&O Tax Rate | Solar Photovoltaic Fixed Array (5 MW AC) + Storage (Solar Only) | 0.275% | 0.275% | 0.275% | 0.275% | 0.275% | 0.275% | 0.275% | 0.275% | 0.275% | 0.275% | 0.275% | 0.275% | 0.275% | 0.275% | 0.275% | 0.275% | 0.275% | 0.275% | 0.275% | 0.275% | 0.275% | 0.275% | 0.275% | 0.275% | 0.275% | 0.275% | 0.275% | 0.275% | 0.275% | 0.275% | 0.275% | 0.275% | 0.275% | 0.275% | 0.275% | 0.275% | 0.275% | 0.275% | 0.275% | 0.275% | 0.275% | 0.275% | 0.275% | 0.275% | 0.275% | 0.275% | 0.275% | 0.275% | 0.275% | 0.275% | 0.275% | 0.275% | 0.275% | 0.275% | 0.275% | 0.275% | 0.275% | 0.275% | 0.275% | 0.275% | 0.275% | 0.275% | 0.275% | 0.275% | 0.275% | 0.275% | 0.275% | 0.275% | 0.275% | 0.275% | 0.275%
|  | Internal | B&O Tax Rate | Solar Photovoltaic w/Single Axis Tracking (100 MW AC) | 0.275% | 0.275% | 0.275% | 0.275% | 0.275% | 0.275% | 0.275% | 0.275% | 0.275% | 0.275% | 0.275% | 0.275% | 0.275% | 0.275% | 0.275% | 0.275% | 0.275% | 0.275% | 0.275% | 0.275% | 0.275% | 0.275% | 0.275% | 0.275% | 0.275% | 0.275% | 0.275% | 0.275% | 0.275% | 0.275% | 0.275% | 0.275% | 0.275% | 0.275% | 0.275% | 0.275% | 0.275% | 0.275% | 0.275% | 0.275% | 0.275% | 0.275% | 0.275% | 0.275% | 0.275% | 0.275% | 0.275% | 0.275% | 0.275% | 0.275% | 0.275% | 0.275% | 0.275% | 0.275% | 0.275% | 0.275% | 0.275% | 0.275% | 0.275% | 0.275% | 0.275% | 0.275% | 0.275% | 0.275% | 0.275% | 0.275% | 0.275% | 0.275% | 0.275% | 0.275% | 0.275%
|  | Internal | B&O Tax Rate | Southern NW Solar Photovoltaic w/ Single Axis Tracking (100 MW AC) | bar: 2020 to 2090
|  | Internal | B&O Tax Rate | 100 MW/400 MWh Lithium-ion w/Solar (Solar Only) | 0.275% | 0.275% | 0.275% | 0.275% | 0.275% | 0.275% | 0.275% | 0.275% | 0.275% | 0.275% | 0.275% | 0.275% | 0.275% | 0.275% | 0.275% | 0.275% | 0.275% | 0.275% | 0.275% | 0.275% | 0.275% | 0.275% | 0.275% | 0.275% | 0.275% | 0.275% | 0.275% | 0.275% | 0.275% | 0.275% | 0.275% | 0.275% | 0.275% | 0.275% | 0.275% | 0.275% | 0.275% | 0.275% | 0.275% | 0.275% | 0.275% | 0.275% | 0.275% | 0.275% | 0.275% | 0.275% | 0.275% | 0.275% | 0.275% | 0.275% | 0.275% | 0.275% | 0.275% | 0.275% | 0.275% | 0.275% | 0.275% | 0.275% | 0.275% | 0.275% | 0.275% | 0.275% | 0.275% | 0.275% | 0.275% | 0.275% | 0.275% | 0.275% | 0.275% | 0.275% | 0.275%
|  | Internal | B&O Tax Rate | 100 MW/200 MWh Lithium-ion w/Solar (Solar Only) | 0.275% | 0.275% | 0.275% | 0.275% | 0.275% | 0.275% | 0.275% | 0.275% | 0.275% | 0.275% | 0.275% | 0.275% | 0.275% | 0.275% | 0.275% | 0.275% | 0.275% | 0.275% | 0.275% | 0.275% | 0.275% | 0.275% | 0.275% | 0.275% | 0.275% | 0.275% | 0.275% | 0.275% | 0.275% | 0.275% | 0.275% | 0.275% | 0.275% | 0.275% | 0.275% | 0.275% | 0.275% | 0.275% | 0.275% | 0.275% | 0.275% | 0.275% | 0.275% | 0.275% | 0.275% | 0.275% | 0.275% | 0.275% | 0.275% | 0.275% | 0.275% | 0.275% | 0.275% | 0.275% | 0.275% | 0.275% | 0.275% | 0.275% | 0.275% | 0.275% | 0.275% | 0.275% | 0.275% | 0.275% | 0.275% | 0.275% | 0.275% | 0.275% | 0.275% | 0.275% | 0.275%
|  | Internal | B&O Tax Rate | 50 MW/200 MWh Lithium-ion w/Solar (Solar Only) | 0.275% | 0.275% | 0.275% | 0.275% | 0.275% | 0.275% | 0.275% | 0.275% | 0.275% | 0.275% | 0.275% | 0.275% | 0.275% | 0.275% | 0.275% | 0.275% | 0.275% | 0.275% | 0.275% | 0.275% | 0.275% | 0.275% | 0.275% | 0.275% | 0.275% | 0.275% | 0.275% | 0.275% | 0.275% | 0.275% | 0.275% | 0.275% | 0.275% | 0.275% | 0.275% | 0.275% | 0.275% | 0.275% | 0.275% | 0.275% | 0.275% | 0.275% | 0.275% | 0.275% | 0.275% | 0.275% | 0.275% | 0.275% | 0.275% | 0.275% | 0.275% | 0.275% | 0.275% | 0.275% | 0.275% | 0.275% | 0.275% | 0.275% | 0.275% | 0.275% | 0.275% | 0.275% | 0.275% | 0.275% | 0.275% | 0.275% | 0.275% | 0.275% | 0.275% | 0.275% | 0.275%
| Tax Dep Rate |  | Tax Dep Rate
|  | Internal | Tax Dep Rate | New Residential Solar | 0% | 0% | 85% | 85% | 85% | 85% | 85% | 85% | 85% | 85% | 85% | 85% | 85% | 85% | 85% | 95% | 95% | 95% | 95% | 95% | 95% | 95% | 95% | 95% | 95% | 95% | 95% | 95% | 95% | 95% | 95% | 95% | 95% | 95% | 95% | 95% | 95% | 95% | 95% | 95% | 95% | 95% | 95% | 95% | 95% | 95% | 95% | 95% | 95% | 95% | 95% | 95% | 95% | 95% | 95% | 95% | 95% | 95% | 95% | 95% | 95% | 95% | 95% | 95% | 95% | 95% | 95% | 95% | 95% | 95% | 95%
|  | Internal | Tax Dep Rate | New Residential Solar + Storage | 0% | 0% | 85% | 85% | 85% | 85% | 85% | 85% | 85% | 85% | 85% | 85% | 85% | 85% | 85% | 95% | 95% | 95% | 95% | 95% | 95% | 95% | 95% | 95% | 95% | 95% | 95% | 95% | 95% | 95% | 95% | 95% | 95% | 95% | 95% | 95% | 95% | 95% | 95% | 95% | 95% | 95% | 95% | 95% | 95% | 95% | 95% | 95% | 95% | 95% | 95% | 95% | 95% | 95% | 95% | 95% | 95% | 95% | 95% | 95% | 95% | 95% | 95% | 95% | 95% | 95% | 95% | 95% | 95% | 95% | 95%
|  | Internal | Tax Dep Rate | Existing Residential Solar | 0% | 0% | 85% | 85% | 85% | 85% | 85% | 85% | 85% | 85% | 85% | 85% | 85% | 85% | 85% | 95% | 95% | 95% | 95% | 95% | 95% | 95% | 95% | 95% | 95% | 95% | 95% | 95% | 95% | 95% | 95% | 95% | 95% | 95% | 95% | 95% | 95% | 95% | 95% | 95% | 95% | 95% | 95% | 95% | 95% | 95% | 95% | 95% | 95% | 95% | 95% | 95% | 95% | 95% | 95% | 95% | 95% | 95% | 95% | 95% | 95% | 95% | 95% | 95% | 95% | 95% | 95% | 95% | 95% | 95% | 95%
|  | Internal | Tax Dep Rate | Existing Residential Solar + Storage | 0% | 0% | 85% | 85% | 85% | 85% | 85% | 85% | 85% | 85% | 85% | 85% | 85% | 85% | 85% | 95% | 95% | 95% | 95% | 95% | 95% | 95% | 95% | 95% | 95% | 95% | 95% | 95% | 95% | 95% | 95% | 95% | 95% | 95% | 95% | 95% | 95% | 95% | 95% | 95% | 95% | 95% | 95% | 95% | 95% | 95% | 95% | 95% | 95% | 95% | 95% | 95% | 95% | 95% | 95% | 95% | 95% | 95% | 95% | 95% | 95% | 95% | 95% | 95% | 95% | 95% | 95% | 95% | 95% | 95% | 95%
|  | Internal | Tax Dep Rate | Commercial Solar | 0% | 0% | 85% | 85% | 85% | 85% | 85% | 85% | 85% | 85% | 85% | 85% | 85% | 85% | 85% | 95% | 95% | 95% | 95% | 95% | 95% | 95% | 95% | 95% | 95% | 95% | 95% | 95% | 95% | 95% | 95% | 95% | 95% | 95% | 95% | 95% | 95% | 95% | 95% | 95% | 95% | 95% | 95% | 95% | 95% | 95% | 95% | 95% | 95% | 95% | 95% | 95% | 95% | 95% | 95% | 95% | 95% | 95% | 95% | 95% | 95% | 95% | 95% | 95% | 95% | 95% | 95% | 95% | 95% | 95% | 95%
|  | Internal | Tax Dep Rate | Commercial Solar + Storage | 0% | 0% | 85% | 85% | 85% | 85% | 85% | 85% | 85% | 85% | 85% | 85% | 85% | 85% | 85% | 95% | 95% | 95% | 95% | 95% | 95% | 95% | 95% | 95% | 95% | 95% | 95% | 95% | 95% | 95% | 95% | 95% | 95% | 95% | 95% | 95% | 95% | 95% | 95% | 95% | 95% | 95% | 95% | 95% | 95% | 95% | 95% | 95% | 95% | 95% | 95% | 95% | 95% | 95% | 95% | 95% | 95% | 95% | 95% | 95% | 95% | 95% | 95% | 95% | 95% | 95% | 95% | 95% | 95% | 95% | 95%
|  | Internal | Tax Dep Rate | Solar Photovoltaic Fixed Array (5 MW AC) | 0% | 0% | 85% | 85% | 85% | 85% | 85% | 85% | 85% | 85% | 85% | 85% | 85% | 85% | 85% | 95% | 95% | 95% | 95% | 95% | 95% | 95% | 95% | 95% | 95% | 95% | 95% | 95% | 95% | 95% | 95% | 95% | 95% | 95% | 95% | 95% | 95% | 95% | 95% | 95% | 95% | 95% | 95% | 95% | 95% | 95% | 95% | 95% | 95% | 95% | 95% | 95% | 95% | 95% | 95% | 95% | 95% | 95% | 95% | 95% | 95% | 95% | 95% | 95% | 95% | 95% | 95% | 95% | 95% | 95% | 95%
|  | Internal | Tax Dep Rate | Solar Photovoltaic Fixed Array (5 MW AC) + Storage | 0% | 0% | 85% | 85% | 85% | 85% | 85% | 85% | 85% | 85% | 85% | 85% | 85% | 85% | 85% | 95% | 95% | 95% | 95% | 95% | 95% | 95% | 95% | 95% | 95% | 95% | 95% | 95% | 95% | 95% | 95% | 95% | 95% | 95% | 95% | 95% | 95% | 95% | 95% | 95% | 95% | 95% | 95% | 95% | 95% | 95% | 95% | 95% | 95% | 95% | 95% | 95% | 95% | 95% | 95% | 95% | 95% | 95% | 95% | 95% | 95% | 95% | 95% | 95% | 95% | 95% | 95% | 95% | 95% | 95% | 95%
|  | Internal | Tax Dep Rate | Solar Photovoltaic w/Single Axis Tracking (100 MW AC) | 0% | 0% | 85% | 85% | 85% | 85% | 85% | 85% | 85% | 85% | 85% | 85% | 85% | 85% | 85% | 95% | 95% | 95% | 95% | 95% | 95% | 95% | 95% | 95% | 95% | 95% | 95% | 95% | 95% | 95% | 95% | 95% | 95% | 95% | 95% | 95% | 95% | 95% | 95% | 95% | 95% | 95% | 95% | 95% | 95% | 95% | 95% | 95% | 95% | 95% | 95% | 95% | 95% | 95% | 95% | 95% | 95% | 95% | 95% | 95% | 95% | 95% | 95% | 95% | 95% | 95% | 95% | 95% | 95% | 95% | 95%
|  | Internal | Tax Dep Rate | Southern NW Solar Photovoltaic w/ Single Axis Tracking (100 MW AC) | 0% | 0% | 85% | 85% | 85% | 85% | 85% | 85% | 85% | 85% | 85% | 85% | 85% | 85% | 85% | 95% | 95% | 95% | 95% | 95% | 95% | 95% | 95% | 95% | 95% | 95% | 95% | 95% | 95% | 95% | 95% | 95% | 95% | 95% | 95% | 95% | 95% | 95% | 95% | 95% | 95% | 95% | 95% | 95% | 95% | 95% | 95% | 95% | 95% | 95% | 95% | 95% | 95% | 95% | 95% | 95% | 95% | 95% | 95% | 95% | 95% | 95% | 95% | 95% | 95% | 95% | 95% | 95% | 95% | 95% | 95%
|  | Internal | Tax Dep Rate | 100 MW/400 MWh Lithium-ion w/Solar | 0% | 0% | 85% | 85% | 85% | 85% | 85% | 85% | 85% | 85% | 85% | 85% | 85% | 85% | 85% | 95% | 95% | 95% | 95% | 95% | 95% | 95% | 95% | 95% | 95% | 95% | 95% | 95% | 95% | 95% | 95% | 95% | 95% | 95% | 95% | 95% | 95% | 95% | 95% | 95% | 95% | 95% | 95% | 95% | 95% | 95% | 95% | 95% | 95% | 95% | 95% | 95% | 95% | 95% | 95% | 95% | 95% | 95% | 95% | 95% | 95% | 95% | 95% | 95% | 95% | 95% | 95% | 95% | 95% | 95% | 95%
|  | Internal | Tax Dep Rate | 100 MW/200 MWh Lithium-ion w/Solar | 0% | 0% | 85% | 85% | 85% | 85% | 85% | 85% | 85% | 85% | 85% | 85% | 85% | 85% | 85% | 95% | 95% | 95% | 95% | 95% | 95% | 95% | 95% | 95% | 95% | 95% | 95% | 95% | 95% | 95% | 95% | 95% | 95% | 95% | 95% | 95% | 95% | 95% | 95% | 95% | 95% | 95% | 95% | 95% | 95% | 95% | 95% | 95% | 95% | 95% | 95% | 95% | 95% | 95% | 95% | 95% | 95% | 95% | 95% | 95% | 95% | 95% | 95% | 95% | 95% | 95% | 95% | 95% | 95% | 95% | 95%
|  | Internal | Tax Dep Rate | 50 MW/200 MWh Lithium-ion w/Solar | 0% | 0% | 85% | 85% | 85% | 85% | 85% | 85% | 85% | 85% | 85% | 85% | 85% | 85% | 85% | 95% | 95% | 95% | 95% | 95% | 95% | 95% | 95% | 95% | 95% | 95% | 95% | 95% | 95% | 95% | 95% | 95% | 95% | 95% | 95% | 95% | 95% | 95% | 95% | 95% | 95% | 95% | 95% | 95% | 95% | 95% | 95% | 95% | 95% | 95% | 95% | 95% | 95% | 95% | 95% | 95% | 95% | 95% | 95% | 95% | 95% | 95% | 95% | 95% | 95% | 95% | 95% | 95% | 95% | 95% | 95%
| Annual Avg "Real" Cost Improvement |  | Annual Avg "Real" Cost Improvement
|  | 2021 IRP | Annual Avg "Real" Cost Improvement | 4 hr Vanadium Flow Battery |  | -11% | -11% | -6.004% | -5.943% | -4.113% | -4.034% | -3.676% | -3.575% | -3.37% | -3.516% | -3.465% | -3.38% | -3.219% | -3.011% | -2.693% | -2.492% | -2.313% | -2.086% | -2.126% | -2.165% | -2.204% | -2.243% | -2.282% | -2.322% | -2.361% | -2.4% | -2.439% | -2.478% | -2.518% | -2.439% | -2.478% | -2.518% | -2.518% | -2.518% | -2.518% | -2.518% | -2.518% | -2.518% | -2.518% | -2.518% | -2.518% | -2.518% | -2.518% | -2.518% | -2.518% | -2.518% | -2.518% | -2.518% | -2.518% | -2.518% | -2.518% | -2.518% | -2.518% | -2.518% | -2.518% | -2.518% | -2.518% | -2.518% | -2.518% | -2.518% | -2.518% | -2.518% | -2.518% | -2.518% | -2.518% | -2.518% | -2.518% | -2.518% | -2.518% | -2.518%
|  | 2021 IRP | Annual Avg "Real" Cost Improvement | 4 hr Zinc Bromide Flow Battery |  | -14% | -14% | -6.004% | -5.943% | -4.113% | -4.034% | -3.676% | -3.575% | -3.37% | -3.516% | -3.465% | -3.38% | -3.219% | -3.011% | -2.693% | -2.492% | -2.313% | -2.086% | -2.126% | -2.165% | -2.204% | -2.243% | -2.282% | -2.322% | -2.361% | -2.4% | -2.439% | -2.478% | -2.518% | -2.439% | -2.478% | -2.518% | -2.518% | -2.518% | -2.518% | -2.518% | -2.518% | -2.518% | -2.518% | -2.518% | -2.518% | -2.518% | -2.518% | -2.518% | -2.518% | -2.518% | -2.518% | -2.518% | -2.518% | -2.518% | -2.518% | -2.518% | -2.518% | -2.518% | -2.518% | -2.518% | -2.518% | -2.518% | -2.518% | -2.518% | -2.518% | -2.518% | -2.518% | -2.518% | -2.518% | -2.518% | -2.518% | -2.518% | -2.518% | -2.518%
|  | 2021 IRP | Annual Avg "Real" Cost Improvement | 100hr Iron Oxide |  |  |  | -2% | -2% | -2% | -2% | -2% | -2% | -2% | -2% | -2% | -2% | -2% | -2% | -2% | -2% | -2% | -2% | -2% | -2% | -2% | -2% | -2% | -2% | -2% | -2% | -2% | -2% | -2% | -2% | -2% | -2% | -2% | -2% | -2% | -2% | -2% | -2% | -2% | -2% | -2% | -2% | -2% | -2% | -2% | -2% | -2% | -2% | -2% | -2% | -2% | -2% | -2% | -2% | -2% | -2% | -2% | -2% | -2% | -2% | -2% | -2% | -2% | -2% | -2% | -2% | -2% | -2% | -2% | -2%
|  | 2021 IRP | Annual Avg "Real" Cost Improvement | Hydrogen Fuel Cell with 40 hrs Storage | bar: 2021 to 2090
Note on D38: Brutocao, Michael: Does not include capital financing factors. Proxy for such costs are applied through AFUDC calculations.
Note on C46: Brutocao, Michael: +$500/kW for inflation and new tech risk https://www.utilitydive.com/news/form-energys-20kwh-100-hour-iron-air-battery-could-be-a-substantial-br/603877/#:~:text=Somerville%2c%20Massachusetts-based%20startup%20Form%20Energy%20on%20Thursday%20announced%2crevert%20back%20to%20iron%20when%20oxygen%20is%20removed
Note on C75: Brutocao, Michael: Additional $150 included for interconnection costs
Note on A76: $150 adder
Note on C76: Brutocao, Michael: Additional $150 included for interconnection costs
Note on A77: Sum of two costs: Overnight Capital Cost + Offshore Spur Line Costs
Note on A181: Previous data was wrong (double inflated)

## DATA (Nominal)
Adjustment | Source | Data Point | Resource | 2020 | 2021 | 2022 | 2023 | 2024 | 2025 | 2026 | 2027 | 2028 | 2029 | 2030 | 2031 | 2032 | 2033 | 2034 | 2035 | 2036 | 2037 | 2038 | 2039 | 2040 | 2041 | 2042 | 2043 | 2044 | 2045 | 2046 | 2047 | 2048 | 2049 | 2050 | 2051 | 2052 | 2053 | 2054 | 2055 | 2056 | 2057 | 2058 | 2059 | 2060 | 2061 | 2062 | 2063 | 2064 | 2065 | 2066 | 2067 | 2068 | 2069 | 2070 | 2071 | 2072 | 2073 | 2074 | 2075 | 2076 | 2077 | 2078 | 2079 | 2080 | 2081 | 2082 | 2083 | 2084 | 2085 | 2086 | 2087 | 2088 | 2089 | 2090
|  |  | CPI: |  | 2.5% | 7.191% | 3.172% | 2.352% | 2.233% | 2.233% | 2.233% | 2.2% | 2.2% | 2.2% | 2.2% | 2.2% | 2.2% | 2.2% | 2.2% | 2.2% | 2.2% | 2.2% | 2.2% | 2.2% | 2.2% | 2.2% | 2.2% | 2.2% | 2.2% | 2.2% | 2.2% | 2.2% | 2.2% | 2.2% | 2.2% | 2.2% | 2.2% | 2.2% | 2.2% | 2.2% | 2.2% | 2.2% | 2.2% | 2.2% | 2.2% | 2.2% | 2.2% | 2.2% | 2.2% | 2.2% | 2.2% | 2.2% | 2.2% | 2.2% | 2.2% | 2.2% | 2.2% | 2.2% | 2.2% | 2.2% | 2.2% | 2.2% | 2.2% | 2.2% | 2.2% | 2.2% | 2.2% | 2.2% | 2.2% | 2.2% | 2.2% | 2.2% | 2.2% | 2.2%
PPI:
|  |  | CPI Factor: | 100 | 102.5 | 109.8709 | 113.356 | 116.0225 | 118.6136 | 121.2627 | 123.9709 | 126.6982 | 129.4856 | 132.3343 | 135.2456 | 138.221 | 141.2619 | 144.3697 | 147.5458 | 150.7918 | 154.1092 | 157.4996 | 160.9646 | 164.5058 | 168.125 | 171.8237 | 175.6038 | 179.4671 | 183.4154 | 187.4505 | 191.5744 | 195.7891 | 200.0964 | 204.4986 | 208.9975 | 213.5955 | 218.2946 | 223.0971 | 228.0052 | 233.0213 | 238.1478 | 243.387 | 248.7415 | 254.2139 | 259.8066 | 265.5223 | 271.3638 | 277.3338 | 283.4351 | 289.6707 | 296.0435 | 302.5564 | 309.2127 | 316.0154 | 322.9677 | 330.073 | 337.3346 | 344.7559 | 352.3406 | 360.0921 | 368.0141 | 376.1104 | 384.3848 | 392.8413 | 401.4838 | 410.3164 | 419.3434 | 428.569 | 437.9975 | 447.6334 | 457.4814 | 467.546 | 477.832 | 488.3443
PPI Factor:
Net Capacity Factor (%) |  | Net Capacity Factor (%)
| Internal | Net Capacity Factor (%) | Wood Biomass | 50% | 50% | 50% | 50% | 50% | 50% | 50% | 50% | 50% | 50% | 50% | 50% | 50% | 50% | 50% | 50% | 50% | 50% | 50% | 50% | 50% | 50% | 50% | 50% | 50% | 50% | 50% | 50% | 50% | 50% | 50% | 50% | 50% | 50% | 50% | 50% | 50% | 50% | 50% | 50% | 50% | 50% | 50% | 50% | 50% | 50% | 50% | 50% | 50% | 50% | 50% | 50% | 50% | 50% | 50% | 50% | 50% | 50% | 50% | 50% | 50% | 50% | 50% | 50% | 50% | 50% | 50% | 50% | 50% | 50% | 50%
| Internal | Net Capacity Factor (%) | Rathdrum CT 2055 Uprates two unit operation | 91.32% | 91.32% | 91.32% | 91.32% | 91.32% | 91.32% | 91.32% | 91.32% | 91.32% | 91.32% | 91.32% | 91.32% | 91.32% | 91.32% | 91.32% | 91.32% | 91.32% | 91.32% | 91.32% | 91.32% | 91.32% | 91.32% | 91.32% | 91.32% | 91.32% | 91.32% | 91.32% | 91.32% | 91.32% | 91.32% | 91.32% | 91.32% | 91.32% | 91.32% | 91.32% | 91.32% | 91.32% | 91.32% | 91.32% | 91.32% | 91.32% | 91.32% | 91.32% | 91.32% | 91.32% | 91.32% | 91.32% | 91.32% | 91.32% | 91.32% | 91.32% | 91.32% | 91.32% | 91.32% | 91.32% | 91.32% | 91.32% | 91.32% | 91.32% | 91.32% | 91.32% | 91.32% | 91.32% | 91.32% | 91.32% | 91.32% | 91.32% | 91.32% | 91.32% | 91.32% | 91.32%
| Internal | Net Capacity Factor (%) | Rathdrum CT: Inlet Evaporation 2 unit operation | 91.32% | 91.32% | 91.32% | 91.32% | 91.32% | 91.32% | 91.32% | 91.32% | 91.32% | 91.32% | 91.32% | 91.32% | 91.32% | 91.32% | 91.32% | 91.32% | 91.32% | 91.32% | 91.32% | 91.32% | 91.32% | 91.32% | 91.32% | 91.32% | 91.32% | 91.32% | 91.32% | 91.32% | 91.32% | 91.32% | 91.32% | 91.32% | 91.32% | 91.32% | 91.32% | 91.32% | 91.32% | 91.32% | 91.32% | 91.32% | 91.32% | 91.32% | 91.32% | 91.32% | 91.32% | 91.32% | 91.32% | 91.32% | 91.32% | 91.32% | 91.32% | 91.32% | 91.32% | 91.32% | 91.32% | 91.32% | 91.32% | 91.32% | 91.32% | 91.32% | 91.32% | 91.32% | 91.32% | 91.32% | 91.32% | 91.32% | 91.32% | 91.32% | 91.32% | 91.32% | 91.32%
| Internal/NREL Residential PV - Class 8 | Net Capacity Factor (%) | New Residential Solar | 16.08% | 16.11% | 16.13% | 16.16% | 16.18% | 16.21% | 16.23% | 16.26% | 16.28% | 16.31% | 16.33% | 16.35% | 16.37% | 16.4% | 16.42% | 16.44% | 16.46% | 16.48% | 16.5% | 16.52% | 16.54% | 16.56% | 16.59% | 16.61% | 16.63% | 16.65% | 16.67% | 16.69% | 16.71% | 16.73% | 16.75% | 16.79% | 16.82% | 16.85% | 16.89% | 16.92% | 16.96% | 16.99% | 17.02% | 17.06% | 17.09% | 17.13% | 17.16% | 17.2% | 17.23% | 17.26% | 17.3% | 17.33% | 17.37% | 17.4% | 17.44% | 17.47% | 17.51% | 17.54% | 17.58% | 17.61% | 17.65% | 17.68% | 17.72% | 17.75% | 17.79% | 17.82% | 17.86% | 17.9% | 17.93% | 17.97% | 18% | 18.04% | 18.08% | 18.11% | 18.15%
| Internal/NREL Residential PV - Class 8 | Net Capacity Factor (%) | New Residential Solar + Storage (Solar Only) | 16.08% | 16.11% | 16.13% | 16.16% | 16.18% | 16.21% | 16.23% | 16.26% | 16.28% | 16.31% | 16.33% | 16.35% | 16.37% | 16.4% | 16.42% | 16.44% | 16.46% | 16.48% | 16.5% | 16.52% | 16.54% | 16.56% | 16.59% | 16.61% | 16.63% | 16.65% | 16.67% | 16.69% | 16.71% | 16.73% | 16.75% | 16.79% | 16.82% | 16.85% | 16.89% | 16.92% | 16.96% | 16.99% | 17.02% | 17.06% | 17.09% | 17.13% | 17.16% | 17.2% | 17.23% | 17.26% | 17.3% | 17.33% | 17.37% | 17.4% | 17.44% | 17.47% | 17.51% | 17.54% | 17.58% | 17.61% | 17.65% | 17.68% | 17.72% | 17.75% | 17.79% | 17.82% | 17.86% | 17.9% | 17.93% | 17.97% | 18% | 18.04% | 18.08% | 18.11% | 18.15%
| Internal/NREL Residential PV - Class 8 | Net Capacity Factor (%) | Existing Residential Solar | 16.08% | 16.11% | 16.13% | 16.16% | 16.18% | 16.21% | 16.23% | 16.26% | 16.28% | 16.31% | 16.33% | 16.35% | 16.37% | 16.4% | 16.42% | 16.44% | 16.46% | 16.48% | 16.5% | 16.52% | 16.54% | 16.56% | 16.59% | 16.61% | 16.63% | 16.65% | 16.67% | 16.69% | 16.71% | 16.73% | 16.75% | 16.79% | 16.82% | 16.85% | 16.89% | 16.92% | 16.96% | 16.99% | 17.02% | 17.06% | 17.09% | 17.13% | 17.16% | 17.2% | 17.23% | 17.26% | 17.3% | 17.33% | 17.37% | 17.4% | 17.44% | 17.47% | 17.51% | 17.54% | 17.58% | 17.61% | 17.65% | 17.68% | 17.72% | 17.75% | 17.79% | 17.82% | 17.86% | 17.9% | 17.93% | 17.97% | 18% | 18.04% | 18.08% | 18.11% | 18.15%
| Internal/NREL Residential PV - Class 8 | Net Capacity Factor (%) | Existing Residential Solar + Storage (Solar Only) | 16.08% | 16.11% | 16.13% | 16.16% | 16.18% | 16.21% | 16.23% | 16.26% | 16.28% | 16.31% | 16.33% | 16.35% | 16.37% | 16.4% | 16.42% | 16.44% | 16.46% | 16.48% | 16.5% | 16.52% | 16.54% | 16.56% | 16.59% | 16.61% | 16.63% | 16.65% | 16.67% | 16.69% | 16.71% | 16.73% | 16.75% | 16.79% | 16.82% | 16.85% | 16.89% | 16.92% | 16.96% | 16.99% | 17.02% | 17.06% | 17.09% | 17.13% | 17.16% | 17.2% | 17.23% | 17.26% | 17.3% | 17.33% | 17.37% | 17.4% | 17.44% | 17.47% | 17.51% | 17.54% | 17.58% | 17.61% | 17.65% | 17.68% | 17.72% | 17.75% | 17.79% | 17.82% | 17.86% | 17.9% | 17.93% | 17.97% | 18% | 18.04% | 18.08% | 18.11% | 18.15%
| Internal/NREL Commercial PV - Class 8 | Net Capacity Factor (%) | Commercial Solar | 16.31% | 16.48% | 16.66% | 16.83% | 17% | 17.18% | 17.35% | 17.53% | 17.7% | 17.88% | 18.05% | 18.11% | 18.18% | 18.25% | 18.31% | 18.38% | 18.44% | 18.51% | 18.57% | 18.64% | 18.7% | 18.77% | 18.83% | 18.9% | 18.96% | 19.03% | 19.1% | 19.16% | 19.23% | 19.29% | 19.36% | 19.4% | 19.43% | 19.47% | 19.51% | 19.55% | 19.59% | 19.63% | 19.67% | 19.71% | 19.75% | 19.79% | 19.83% | 19.87% | 19.91% | 19.95% | 19.99% | 20.03% | 20.07% | 20.11% | 20.15% | 20.19% | 20.23% | 20.27% | 20.31% | 20.35% | 20.39% | 20.43% | 20.47% | 20.51% | 20.55% | 20.59% | 20.64% | 20.68% | 20.72% | 20.76% | 20.8% | 20.84% | 20.88% | 20.93% | 20.97%
| Internal/NREL Commercial PV - Class 8 | Net Capacity Factor (%) | Commercial Solar + Storage | 16.31% | 16.48% | 16.66% | 16.83% | 17% | 17.18% | 17.35% | 17.53% | 17.7% | 17.88% | 18.05% | 18.11% | 18.18% | 18.25% | 18.31% | 18.38% | 18.44% | 18.51% | 18.57% | 18.64% | 18.7% | 18.77% | 18.83% | 18.9% | 18.96% | 19.03% | 19.1% | 19.16% | 19.23% | 19.29% | 19.36% | 19.4% | 19.43% | 19.47% | 19.51% | 19.55% | 19.59% | 19.63% | 19.67% | 19.71% | 19.75% | 19.79% | 19.83% | 19.87% | 19.91% | 19.95% | 19.99% | 20.03% | 20.07% | 20.11% | 20.15% | 20.19% | 20.23% | 20.27% | 20.31% | 20.35% | 20.39% | 20.43% | 20.47% | 20.51% | 20.55% | 20.59% | 20.64% | 20.68% | 20.72% | 20.76% | 20.8% | 20.84% | 20.88% | 20.93% | 20.97%
| Internal/NREL Utility PV - Class 4 | Net Capacity Factor (%) | Solar Photovoltaic Fixed Array (5 MW AC) | 26.08% | 26.36% | 26.64% | 26.92% | 27.2% | 27.48% | 27.76% | 28.03% | 28.31% | 28.59% | 28.87% | 28.97% | 29.08% | 29.18% | 29.29% | 29.39% | 29.5% | 29.6% | 29.71% | 29.81% | 29.91% | 30.02% | 30.12% | 30.23% | 30.33% | 30.44% | 30.54% | 30.65% | 30.75% | 30.86% | 30.96% | 30.89% | 30.95% | 31.01% | 31.08% | 31.14% | 31.2% | 31.26% | 31.33% | 31.39% | 31.45% | 31.51% | 31.58% | 31.64% | 31.7% | 31.77% | 31.83% | 31.89% | 31.96% | 32.02% | 32.09% | 32.15% | 32.21% | 32.28% | 32.34% | 32.41% | 32.47% | 32.54% | 32.6% | 32.67% | 32.73% | 32.8% | 32.86% | 32.93% | 33% | 33.06% | 33.13% | 33.19% | 33.26% | 33.33% | 33.39%
| Internal/NREL Utility PV - Class 4 | Net Capacity Factor (%) | Solar Photovoltaic Fixed Array (5 MW AC) + Storage (Solar Only) | 26.08% | 26.36% | 26.64% | 26.92% | 27.2% | 27.48% | 27.76% | 28.03% | 28.31% | 28.59% | 28.87% | 28.97% | 29.08% | 29.18% | 29.29% | 29.39% | 29.5% | 29.6% | 29.71% | 29.81% | 29.91% | 30.02% | 30.12% | 30.23% | 30.33% | 30.44% | 30.54% | 30.65% | 30.75% | 30.86% | 30.96% | 30.89% | 30.95% | 31.01% | 31.08% | 31.14% | 31.2% | 31.26% | 31.33% | 31.39% | 31.45% | 31.51% | 31.58% | 31.64% | 31.7% | 31.77% | 31.83% | 31.89% | 31.96% | 32.02% | 32.09% | 32.15% | 32.21% | 32.28% | 32.34% | 32.41% | 32.47% | 32.54% | 32.6% | 32.67% | 32.73% | 32.8% | 32.86% | 32.93% | 33% | 33.06% | 33.13% | 33.19% | 33.26% | 33.33% | 33.39%
| Internal/NREL Utility PV - Class 4 | Net Capacity Factor (%) | Solar Photovoltaic w/Single Axis Tracking (100 MW AC) | 26.08% | 26.36% | 26.64% | 26.92% | 27.2% | 27.48% | 27.76% | 28.21% | 28.67% | 29.14% | 29.62% | 29.68% | 29.74% | 29.8% | 29.86% | 29.92% | 29.98% | 30.04% | 30.1% | 30.16% | 30.22% | 30.28% | 30.34% | 30.4% | 30.46% | 30.52% | 30.58% | 30.64% | 30.71% | 30.77% | 30.83% | 30.89% | 30.95% | 31.01% | 31.08% | 31.14% | 31.2% | 31.26% | 31.33% | 31.39% | 31.45% | 31.51% | 31.58% | 31.64% | 31.7% | 31.77% | 31.83% | 31.89% | 31.96% | 32.02% | 32.09% | 32.15% | 32.21% | 32.28% | 32.34% | 32.41% | 32.47% | 32.54% | 32.6% | 32.67% | 32.73% | 32.8% | 32.86% | 32.93% | 33% | 33.06% | 33.13% | 33.19% | 33.26% | 33.33% | 33.39%
| Internal/NREL Utility PV - Class 3 | Net Capacity Factor (%) | Southern NW Solar Photovoltaic w/ Single Axis Tracking (100 MW AC) | 27.6% | 27.9% | 28.19% | 28.48% | 28.78% | 29.07% | 29.37% | 29.85% | 30.34% | 30.84% | 31.34% | 31.41% | 31.47% | 31.53% | 31.59% | 31.66% | 31.72% | 31.78% | 31.85% | 31.91% | 31.98% | 32.04% | 32.1% | 32.17% | 32.23% | 32.3% | 32.36% | 32.43% | 32.49% | 32.56% | 32.62% | 32.69% | 32.75% | 32.82% | 32.88% | 32.95% | 33.01% | 33.08% | 33.15% | 33.21% | 33.28% | 33.35% | 33.41% | 33.48% | 33.55% | 33.61% | 33.68% | 33.75% | 33.82% | 33.88% | 33.95% | 34.02% | 34.09% | 34.16% | 34.22% | 34.29% | 34.36% | 34.43% | 34.5% | 34.57% | 34.64% | 34.71% | 34.77% | 34.84% | 34.91% | 34.98% | 35.05% | 35.12% | 35.19% | 35.26% | 35.34%
| Internal/NREL Utility PV - Class 4 | Net Capacity Factor (%) | 100 MW/400 MWh Lithium-ion w/Solar (Solar Only) | 26.08% | 26.36% | 26.64% | 26.92% | 27.2% | 27.48% | 27.76% | 28.21% | 28.67% | 29.14% | 29.62% | 29.68% | 29.74% | 29.8% | 29.86% | 29.92% | 29.98% | 30.04% | 30.1% | 30.16% | 30.22% | 30.28% | 30.34% | 30.4% | 30.46% | 30.52% | 30.58% | 30.64% | 30.71% | 30.77% | 30.83% | 30.89% | 30.95% | 31.01% | 31.08% | 31.14% | 31.2% | 31.26% | 31.33% | 31.39% | 31.45% | 31.51% | 31.58% | 31.64% | 31.7% | 31.77% | 31.83% | 31.89% | 31.96% | 32.02% | 32.09% | 32.15% | 32.21% | 32.28% | 32.34% | 32.41% | 32.47% | 32.54% | 32.6% | 32.67% | 32.73% | 32.8% | 32.86% | 32.93% | 33% | 33.06% | 33.13% | 33.19% | 33.26% | 33.33% | 33.39%
| Internal/NREL Utility PV - Class 4 | Net Capacity Factor (%) | 100 MW/200 MWh Lithium-ion w/Solar (Solar Only) | 26.08% | 26.36% | 26.64% | 26.92% | 27.2% | 27.48% | 27.76% | 28.21% | 28.67% | 29.14% | 29.62% | 29.68% | 29.74% | 29.8% | 29.86% | 29.92% | 29.98% | 30.04% | 30.1% | 30.16% | 30.22% | 30.28% | 30.34% | 30.4% | 30.46% | 30.52% | 30.58% | 30.64% | 30.71% | 30.77% | 30.83% | 30.89% | 30.95% | 31.01% | 31.08% | 31.14% | 31.2% | 31.26% | 31.33% | 31.39% | 31.45% | 31.51% | 31.58% | 31.64% | 31.7% | 31.77% | 31.83% | 31.89% | 31.96% | 32.02% | 32.09% | 32.15% | 32.21% | 32.28% | 32.34% | 32.41% | 32.47% | 32.54% | 32.6% | 32.67% | 32.73% | 32.8% | 32.86% | 32.93% | 33% | 33.06% | 33.13% | 33.19% | 33.26% | 33.33% | 33.39%
| Internal/NREL Utility PV - Class 4 | Net Capacity Factor (%) | 50 MW/200 MWh Lithium-ion w/Solar (Solar Only) | 26.08% | 26.36% | 26.64% | 26.92% | 27.2% | 27.48% | 27.76% | 28.21% | 28.67% | 29.14% | 29.62% | 29.68% | 29.74% | 29.8% | 29.86% | 29.92% | 29.98% | 30.04% | 30.1% | 30.16% | 30.22% | 30.28% | 30.34% | 30.4% | 30.46% | 30.52% | 30.58% | 30.64% | 30.71% | 30.77% | 30.83% | 30.89% | 30.95% | 31.01% | 31.08% | 31.14% | 31.2% | 31.26% | 31.33% | 31.39% | 31.45% | 31.51% | 31.58% | 31.64% | 31.7% | 31.77% | 31.83% | 31.89% | 31.96% | 32.02% | 32.09% | 32.15% | 32.21% | 32.28% | 32.34% | 32.41% | 32.47% | 32.54% | 32.6% | 32.67% | 32.73% | 32.8% | 32.86% | 32.93% | 33% | 33.06% | 33.13% | 33.19% | 33.26% | 33.33% | 33.39%
| Internal/NREL Land-Based Wind - Class 8 | Net Capacity Factor (%) | NW Wind On System (Share) | 32.2% | 32.2% | 32.2% | 32.2% | 32.2% | 32.2% | 32.2% | 32.73% | 33.26% | 33.81% | 34.36% | 34.4% | 34.43% | 34.47% | 34.5% | 34.54% | 34.57% | 34.61% | 34.64% | 34.68% | 34.71% | 34.74% | 34.78% | 34.81% | 34.85% | 34.88% | 34.92% | 34.95% | 34.99% | 35.02% | 35.06% | 35.09% | 35.13% | 35.16% | 35.2% | 35.23% | 35.27% | 35.3% | 35.34% | 35.38% | 35.41% | 35.45% | 35.48% | 35.52% | 35.55% | 35.59% | 35.62% | 35.66% | 35.7% | 35.73% | 35.77% | 35.8% | 35.84% | 35.87% | 35.91% | 35.95% | 35.98% | 36.02% | 36.05% | 36.09% | 36.13% | 36.16% | 36.2% | 36.23% | 36.27% | 36.31% | 36.34% | 36.38% | 36.42% | 36.45% | 36.49%
| Internal/NREL Land-Based Wind - Class 8 | Net Capacity Factor (%) | NW Wind Off System | 32.2% | 32.2% | 32.2% | 32.2% | 32.2% | 32.2% | 32.2% | 32.73% | 33.26% | 33.81% | 34.36% | 34.4% | 34.43% | 34.47% | 34.5% | 34.54% | 34.57% | 34.61% | 34.64% | 34.68% | 34.71% | 34.74% | 34.78% | 34.81% | 34.85% | 34.88% | 34.92% | 34.95% | 34.99% | 35.02% | 35.06% | 35.09% | 35.13% | 35.16% | 35.2% | 35.23% | 35.27% | 35.3% | 35.34% | 35.38% | 35.41% | 35.45% | 35.48% | 35.52% | 35.55% | 35.59% | 35.62% | 35.66% | 35.7% | 35.73% | 35.77% | 35.8% | 35.84% | 35.87% | 35.91% | 35.95% | 35.98% | 36.02% | 36.05% | 36.09% | 36.13% | 36.16% | 36.2% | 36.23% | 36.27% | 36.31% | 36.34% | 36.38% | 36.42% | 36.45% | 36.49%
| Internal | Net Capacity Factor (%) | Wind Montana | 41% | 41% | 41% | 41% | 41% | 41% | 41% | 41.67% | 42.36% | 43.05% | 43.76% | 43.8% | 43.84% | 43.89% | 43.93% | 43.98% | 44.02% | 44.06% | 44.11% | 44.15% | 44.2% | 44.24% | 44.28% | 44.33% | 44.37% | 44.42% | 44.46% | 44.51% | 44.55% | 44.6% | 44.64% | 44.68% | 44.73% | 44.77% | 44.82% | 44.86% | 44.91% | 44.95% | 45% | 45.04% | 45.09% | 45.13% | 45.18% | 45.22% | 45.27% | 45.31% | 45.36% | 45.4% | 45.45% | 45.5% | 45.54% | 45.59% | 45.63% | 45.68% | 45.72% | 45.77% | 45.82% | 45.86% | 45.91% | 45.95% | 46% | 46.04% | 46.09% | 46.14% | 46.18% | 46.23% | 46.28% | 46.32% | 46.37% | 46.41% | 46.46%
| NREL Wind Speed Class 12 | Net Capacity Factor (%) | Off Shore Wind (Share) | 46.19% | 46.68% | 47.13% | 47.56% | 47.96% | 48.35% | 48.73% | 49.1% | 49.47% | 49.82% | 50.18% | 50.33% | 50.48% | 50.62% | 50.76% | 50.9% | 51.04% | 51.17% | 51.3% | 51.43% | 51.56% | 51.69% | 51.82% | 51.95% | 52.07% | 52.2% | 52.32% | 52.44% | 52.57% | 52.69% | 52.81% | 0% | 0% | 0% | 0% | 0% | 0% | 0% | 0% | 0% | 0% | 0% | 0% | 0% | 0% | 0% | 0% | 0% | 0% | 0% | 0% | 0% | 0% | 0% | 0% | 0% | 0% | 0% | 0% | 0% | 0% | 0% | 0% | 0% | 0% | 0% | 0% | 0% | 0% | 0% | 0%
| NREL Nuclear - Small Modular Reactor | Net Capacity Factor (%) | Small Modular Reactor (share) | 93.7% | 93.7% | 93.7% | 93.7% | 93.7% | 93.7% | 93.7% | 93.7% | 93.7% | 93.7% | 93.7% | 93.7% | 93.7% | 93.7% | 93.7% | 93.7% | 93.7% | 93.7% | 93.7% | 93.7% | 93.7% | 93.7% | 93.7% | 93.7% | 93.7% | 93.7% | 93.7% | 93.7% | 93.7% | 93.7% | 93.7% | 93.7% | 93.7% | 93.7% | 93.7% | 93.7% | 93.7% | 93.7% | 93.7% | 93.7% | 93.7% | 93.7% | 93.7% | 93.7% | 93.7% | 93.7% | 93.7% | 93.7% | 93.7% | 93.7% | 93.7% | 93.7% | 93.7% | 93.7% | 93.7% | 93.7% | 93.7% | 93.7% | 93.7% | 93.7% | 93.7% | 93.7% | 93.7% | 93.7% | 93.7% | 93.7% | 93.7% | 93.7% | 93.7% | 93.7% | 93.7%
| NREL Geothermal - Hydro / Flash | Net Capacity Factor (%) | Geothermal (Off System) | 90% | 90% | 90% | 90% | 90% | 90% | 90% | 90% | 90% | 90% | 90% | 90% | 90% | 90% | 90% | 90% | 90% | 90% | 90% | 90% | 90% | 90% | 90% | 90% | 90% | 90% | 90% | 90% | 90% | 90% | 90% | 90% | 90% | 90% | 90% | 90% | 90% | 90% | 90% | 90% | 90% | 90% | 90% | 90% | 90% | 90% | 90% | 90% | 90% | 90% | 90% | 90% | 90% | 90% | 90% | 90% | 90% | 90% | 90% | 90% | 90% | 90% | 90% | 90% | 90% | 90% | 90% | 90% | 90% | 90% | 90%
Heat Rate (MMBtu/MWh) |  | Heat Rate (MMBtu/MWh)
| NREL Nuclear - Small Modular Reactor | Heat Rate (MMBtu/MWh) | Small Modular Reactor (share) | 10.443 | 10.443 | 10.443 | 10.443 | 10.443 | 10.443 | 10.443 | 10.443 | 10.443 | 10.443 | 10.443 | 10.443 | 10.443 | 10.443 | 10.443 | 10.443 | 10.443 | 10.443 | 10.443 | 10.443 | 10.443 | 10.443 | 10.443 | 10.443 | 10.443 | 10.443 | 10.443 | 10.443 | 10.443 | 10.443 | 10.443 | 10.443 | 10.443 | 10.443 | 10.443 | 10.443 | 10.443 | 10.443 | 10.443 | 10.443 | 10.443 | 10.443 | 10.443 | 10.443 | 10.443 | 10.443 | 10.443 | 10.443 | 10.443 | 10.443 | 10.443 | 10.443 | 10.443 | 10.443 | 10.443 | 10.443 | 10.443 | 10.443 | 10.443 | 10.443 | 10.443 | 10.443 | 10.443 | 10.443 | 10.443 | 10.443 | 10.443 | 10.443 | 10.443 | 10.443 | 10.443
| Internal | Heat Rate (MMBtu/MWh) | Wood Biomass | 13.524 | 13.524 | 13.524 | 13.524 | 13.524 | 13.524 | 13.524 | 13.524 | 13.524 | 13.524 | 13.524 | 13.524 | 13.524 | 13.524 | 13.524 | 13.524 | 13.524 | 13.524 | 13.524 | 13.524 | 13.524 | 13.524 | 13.524 | 13.524 | 13.524 | 13.524 | 13.524 | 13.524 | 13.524 | 13.524 | 13.524 | 13.524 | 13.524 | 13.524 | 13.524 | 13.524 | 13.524 | 13.524 | 13.524 | 13.524 | 13.524 | 13.524 | 13.524 | 13.524 | 13.524 | 13.524 | 13.524 | 13.524 | 13.524 | 13.524 | 13.524 | 13.524 | 13.524 | 13.524 | 13.524 | 13.524 | 13.524 | 13.524 | 13.524 | 13.524 | 13.524 | 13.524 | 13.524 | 13.524 | 13.524 | 13.524 | 13.524 | 13.524 | 13.524 | 13.524 | 13.524
| Internal | Heat Rate (MMBtu/MWh) | Rathdrum CT 2055 Uprates two unit operation | 11.2 | 11.2 | 11.2 | 11.2 | 11.2 | 11.2 | 11.2 | 11.2 | 11.2 | 11.2 | 11.2 | 11.2 | 11.2 | 11.2 | 11.2 | 11.2 | 11.2 | 11.2 | 11.2 | 11.2 | 11.2 | 11.2 | 11.2 | 11.2 | 11.2 | 11.2 | 11.2 | 11.2 | 11.2 | 11.2 | 11.2 | 11.2 | 11.2 | 11.2 | 11.2 | 11.2 | 11.2 | 11.2 | 11.2 | 11.2 | 11.2 | 11.2 | 11.2 | 11.2 | 11.2 | 11.2 | 11.2 | 11.2 | 11.2 | 11.2 | 11.2 | 11.2 | 11.2 | 11.2 | 11.2 | 11.2 | 11.2 | 11.2 | 11.2 | 11.2 | 11.2 | 11.2 | 11.2 | 11.2 | 11.2 | 11.2 | 11.2 | 11.2 | 11.2 | 11.2 | 11.2
| Internal | Heat Rate (MMBtu/MWh) | Rathdrum CT: Inlet Evaporation 2 unit operation | 11.32 | 11.32 | 11.32 | 11.32 | 11.32 | 11.32 | 11.32 | 11.32 | 11.32 | 11.32 | 11.32 | 11.32 | 11.32 | 11.32 | 11.32 | 11.32 | 11.32 | 11.32 | 11.32 | 11.32 | 11.32 | 11.32 | 11.32 | 11.32 | 11.32 | 11.32 | 11.32 | 11.32 | 11.32 | 11.32 | 11.32 | 11.32 | 11.32 | 11.32 | 11.32 | 11.32 | 11.32 | 11.32 | 11.32 | 11.32 | 11.32 | 11.32 | 11.32 | 11.32 | 11.32 | 11.32 | 11.32 | 11.32 | 11.32 | 11.32 | 11.32 | 11.32 | 11.32 | 11.32 | 11.32 | 11.32 | 11.32 | 11.32 | 11.32 | 11.32 | 11.32 | 11.32 | 11.32 | 11.32 | 11.32 | 11.32 | 11.32 | 11.32 | 11.32 | 11.32 | 11.32
| Internal | Heat Rate (MMBtu/MWh) | 7F.04 CT Frame Greenfield | 10.04 | 10.04 | 10.04 | 10.04 | 10.04 | 10.04 | 10.04 | 10.04 | 10.04 | 10.04 | 10.04 | 10.04 | 10.04 | 10.04 | 10.04 | 10.04 | 10.04 | 10.04 | 10.04 | 10.04 | 10.04 | 10.04 | 10.04 | 10.04 | 10.04 | 10.04 | 10.04 | 10.04 | 10.04 | 10.04 | 10.04 | 10.04 | 10.04 | 10.04 | 10.04 | 10.04 | 10.04 | 10.04 | 10.04 | 10.04 | 10.04 | 10.04 | 10.04 | 10.04 | 10.04 | 10.04 | 10.04 | 10.04 | 10.04 | 10.04 | 10.04 | 10.04 | 10.04 | 10.04 | 10.04 | 10.04 | 10.04 | 10.04 | 10.04 | 10.04 | 10.04 | 10.04 | 10.04 | 10.04 | 10.04 | 10.04 | 10.04 | 10.04 | 10.04 | 10.04 | 10.04
| Internal | Heat Rate (MMBtu/MWh) | Reciprocating Engine (ICE) Machine | 8.19 | 8.19 | 8.19 | 8.19 | 8.19 | 8.19 | 8.19 | 8.19 | 8.19 | 8.19 | 8.19 | 8.19 | 8.19 | 8.19 | 8.19 | 8.19 | 8.19 | 8.19 | 8.19 | 8.19 | 8.19 | 8.19 | 8.19 | 8.19 | 8.19 | 8.19 | 8.19 | 8.19 | 8.19 | 8.19 | 8.19 | 8.19 | 8.19 | 8.19 | 8.19 | 8.19 | 8.19 | 8.19 | 8.19 | 8.19 | 8.19 | 8.19 | 8.19 | 8.19 | 8.19 | 8.19 | 8.19 | 8.19 | 8.19 | 8.19 | 8.19 | 8.19 | 8.19 | 8.19 | 8.19 | 8.19 | 8.19 | 8.19 | 8.19 | 8.19 | 8.19 | 8.19 | 8.19 | 8.19 | 8.19 | 8.19 | 8.19 | 8.19 | 8.19 | 8.19 | 8.19
| Internal | Heat Rate (MMBtu/MWh) | NG CCCT (1x1 w/DF) | 6.82 | 6.82 | 6.82 | 6.82 | 6.82 | 6.82 | 6.82 | 6.82 | 6.82 | 6.82 | 6.82 | 6.82 | 6.82 | 6.82 | 6.82 | 6.82 | 6.82 | 6.82 | 6.82 | 6.82 | 6.82 | 6.82 | 6.82 | 6.82 | 6.82 | 6.82 | 6.82 | 6.82 | 6.82 | 6.82 | 6.82 | 6.82 | 6.82 | 6.82 | 6.82 | 6.82 | 6.82 | 6.82 | 6.82 | 6.82 | 6.82 | 6.82 | 6.82 | 6.82 | 6.82 | 6.82 | 6.82 | 6.82 | 6.82 | 6.82 | 6.82 | 6.82 | 6.82 | 6.82 | 6.82 | 6.82 | 6.82 | 6.82 | 6.82 | 6.82 | 6.82 | 6.82 | 6.82 | 6.82 | 6.82 | 6.82 | 6.82 | 6.82 | 6.82 | 6.82 | 6.82
| Internal | Heat Rate (MMBtu/MWh) | Hydrogen Fuel Cell with 40 hrs Storage | 5.687 | 5.687 | 5.687 | 5.687 | 5.687 | 5.687 | 5.687 | 5.687 | 5.687 | 5.687 | 5.687 | 5.687 | 5.687 | 5.687 | 5.687 | 5.687 | 5.687 | 5.687 | 5.687 | 5.687 | 5.687 | 5.687 | 5.687 | 5.687 | 5.687 | 5.687 | 5.687 | 5.687 | 5.687 | 5.687 | 5.687 | 5.687 | 5.687 | 5.687 | 5.687 | 5.687 | 5.687 | 5.687 | 5.687 | 5.687 | 5.687 | 5.687 | 5.687 | 5.687 | 5.687 | 5.687 | 5.687 | 5.687 | 5.687 | 5.687 | 5.687 | 5.687 | 5.687 | 5.687 | 5.687 | 5.687 | 5.687 | 5.687 | 5.687 | 5.687 | 5.687 | 5.687 | 5.687 | 5.687 | 5.687 | 5.687 | 5.687 | 5.687 | 5.687 | 5.687 | 5.687
| Internal | Heat Rate (MMBtu/MWh) | 7F.04 CT Frame Greenfield + amonia + storage | 10.04 | 10.04 | 10.04 | 10.04 | 10.04 | 10.04 | 10.04 | 10.04 | 10.04 | 10.04 | 10.04 | 10.04 | 10.04 | 10.04 | 10.04 | 10.04 | 10.04 | 10.04 | 10.04 | 10.04 | 10.04 | 10.04 | 10.04 | 10.04 | 10.04 | 10.04 | 10.04 | 10.04 | 10.04 | 10.04 | 10.04 | 10.04 | 10.04 | 10.04 | 10.04 | 10.04 | 10.04 | 10.04 | 10.04 | 10.04 | 10.04 | 10.04 | 10.04 | 10.04 | 10.04 | 10.04 | 10.04 | 10.04 | 10.04 | 10.04 | 10.04 | 10.04 | 10.04 | 10.04 | 10.04 | 10.04 | 10.04 | 10.04 | 10.04 | 10.04 | 10.04 | 10.04 | 10.04 | 10.04 | 10.04 | 10.04 | 10.04 | 10.04 | 10.04 | 10.04 | 10.04
CAPEX ($/kW) |  | CAPEX ($/kW)
CPI Inflator | NREL Utility-Scale Battery Storage - 4Hr/LAZARD’S LEVELIZED COST O F STORAGE ANALYSIS—VERSION 7 . 0 | CAPEX ($/kW) | Distribution Scale 4hr Lithium-Ion | 2020: 2280.5476; 2021: 1996.8173; 2022: 1988.6087; 2023: 1879.4082; 2024: 1787.3612; 2025: 1728.95; 2026: 1692.1695; 2027: 1661.448; 2028: 1619.2267; 2029: 1592.2337; 2030: 1563.2694; 2031: 1578.4847; 2032: 1592.8012; 2033: 1606.9837; 2034: 1621.0193; 2035: 1634.8947; 2036: 1648.596; 2037: 1662.1089; 2038: 1675.4184; 2039: 1688.5091; 2040: 1701.3649; 2041: 1713.9691; 2042: 1726.3045; 2043: 1738.353; 2044: 1750.0961; 2045: 1761.5146; 2046: 1772.5884; 2047: 1783.2969; 2048: 1793.6186; 2049: 1803.5314; 2050: 1813.0122
CPI Inflator | NREL Utility-Scale Battery Storage - 8Hr/LAZARD’S LEVELIZED COST O F STORAGE ANALYSIS—VERSION 7 . 0 | CAPEX ($/kW) | Distribution Scale 8hr Lithium-Ion | 2020: 4231.7891; 2021: 3671.2125; 2022: 3625.3786; 2023: 3405.0508; 2024: 3193.9303; 2025: 3081.6284; 2026: 2987.8486; 2027: 2909.6437; 2028: 2816.7813; 2029: 2736.315; 2030: 2664.5407; 2031: 2690.2626; 2032: 2714.66; 2033: 2738.8288; 2034: 2762.7471; 2035: 2786.3923; 2036: 2809.7406; 2037: 2832.7677; 2038: 2855.4481; 2039: 2877.7553; 2040: 2899.662; 2041: 2921.1398; 2042: 2942.1591; 2043: 2962.6895; 2044: 2982.6992; 2045: 3002.1554; 2046: 3021.0241; 2047: 3039.2699; 2048: 3056.8563; 2049: 3073.7456; 2050: 3089.3732
CPI Inflator | NREL Utility-Scale Battery Storage - 4Hr/Internal | CAPEX ($/kW) | 4hr Lithium-Ion | 2020: 1727.2344; 2021: 1512.3436; 2022: 1506.1266; 2023: 1423.4207; 2024: 1353.7063; 2025: 1309.467; 2026: 1281.6104; 2027: 1258.3426; 2028: 1226.3651; 2029: 1205.9213; 2030: 1183.9843; 2031: 1195.5081; 2032: 1206.3511; 2033: 1217.0926; 2034: 1227.7228; 2035: 1238.2317; 2036: 1248.6088; 2037: 1258.8431; 2038: 1268.9235; 2039: 1278.8381; 2040: 1288.5747; 2041: 1298.1209; 2042: 1307.4634; 2043: 1316.5886; 2044: 1325.4826; 2045: 1334.1307; 2046: 1342.5178; 2047: 1350.6281; 2048: 1358.4456; 2049: 1365.9533; 2050: 1373.1339; 2051: 1379.9693; 2052: 1386.4408; 2053: 1392.5292; 2054: 1398.2144; 2055: 1403.4759
CPI Inflator | NREL Utility-Scale Battery Storage - 8Hr | CAPEX ($/kW) | 8hr Lithium-Ion | 2020: 3205.0599; 2021: 2780.4921; 2022: 2745.7785; 2023: 2578.9073; 2024: 2419.0095; 2025: 2333.9546; 2026: 2262.9279; 2027: 2203.6974; 2028: 2133.3655; 2029: 2072.4221; 2030: 2018.062; 2031: 2037.5432; 2032: 2056.0212; 2033: 2074.3261; 2034: 2092.4413; 2035: 2110.3496; 2036: 2128.0331; 2037: 2145.4733; 2038: 2162.6508; 2039: 2179.5458; 2040: 2196.1375; 2041: 2212.4042; 2042: 2228.3238; 2043: 2243.873; 2044: 2259.0279; 2045: 2273.7636; 2046: 2288.0543; 2047: 2301.8732; 2048: 2315.1928; 2049: 2327.9844; 2050: 2339.8204
CPI Inflator | NREL Utility-Scale Battery Storage - 16Hr | CAPEX ($/kW) | 16hr Lithium-Ion | 2020: 6160.7109; 2021: 5316.789; 2022: 5225.0825; 2023: 4889.8806; 2024: 4549.6158; 2025: 4382.9298; 2026: 4225.5631; 2027: 4094.407; 2028: 3947.3664; 2029: 3805.4239; 2030: 3686.2172; 2031: 3721.6133; 2032: 3755.3614; 2033: 3788.7931; 2034: 3821.8782; 2035: 3854.5853; 2036: 3886.8817; 2037: 3918.7335; 2038: 3950.1056; 2039: 3980.9613; 2040: 4011.2629; 2041: 4040.9709; 2042: 4070.0447; 2043: 4098.4418; 2044: 4126.1186; 2045: 4153.0294; 2046: 4179.1273; 2047: 4204.3635; 2048: 4228.6873; 2049: 4252.0465; 2050: 4273.1933
CPI Inflator | Internal | CAPEX ($/kW) | 4 hr Vanadium Flow Battery | 2020: 1632.88; 2021: 1489.5948; 2022: 1421.0749; 2023: 1378.1188; 2024: 1326.7127; 2025: 1300.557; 2026: 1275.9731; 2027: 1256.5202; 2028: 1238.2513; 2029: 1222.8399; 2030: 1205.8064; 2031: 1189.6387; 2032: 1174.7214; 2033: 1161.9168; 2034: 1151.7261; 2035: 1145.3606; 2036: 1141.3923; 2037: 1139.5265; 2038: 1140.2974; 2039: 1140.6122; 2040: 1140.4702; 2041: 1139.8715; 2042: 1138.8166; 2043: 1137.3065; 2044: 1135.343; 2045: 1132.9281; 2046: 1130.0646; 2047: 1126.7558; 2048: 1123.0054; 2049: 1118.8177; 2050: 1115.5418
CPI Inflator | Internal | CAPEX ($/kW) | 4 hr Zinc Bromide Flow Battery | 2020: 1837; 2021: 1619.3155; 2022: 1492.7557; 2023: 1447.6329; 2024: 1393.6338; 2025: 1366.1588; 2026: 1340.3348; 2027: 1319.9006; 2028: 1300.7102; 2029: 1284.5215; 2030: 1266.6288; 2031: 1249.6456; 2032: 1233.9759; 2033: 1220.5254; 2034: 1209.8206; 2035: 1203.134; 2036: 1198.9655; 2037: 1197.0056; 2038: 1197.8154; 2039: 1198.1461; 2040: 1197.997; 2041: 1197.3681; 2042: 1196.2599; 2043: 1194.6737; 2044: 1192.6111; 2045: 1190.0744; 2046: 1187.0665; 2047: 1183.5908; 2048: 1179.6512; 2049: 1175.2523; 2050: 1171.8111
CPI Inflator | Form Energy | CAPEX ($/kW) | 100hr Iron Oxide | 2022: 2500; 2023: 2527.714; 2024: 2535.4297; 2025: 2540.2133; 2026: 2545.0058; 2027: 2549.8074; 2028: 2553.7851; 2029: 2557.769; 2030: 2561.7591; 2031: 2565.7554; 2032: 2569.758; 2033: 2573.7668; 2034: 2577.7819; 2035: 2581.8033; 2036: 2585.8309; 2037: 2589.8648; 2038: 2593.9049; 2039: 2597.9514; 2040: 2602.0042; 2041: 2606.0634; 2042: 2610.1288; 2043: 2614.2006; 2044: 2618.2788; 2045: 2622.3633; 2046: 2626.4542; 2047: 2630.5515; 2048: 2634.6551; 2049: 2638.7652; 2050: 2642.8817
CPI Inflator | Internal | CAPEX ($/kW) | Liquid Air | 2022: 1610; 2023: 1661.0692; 2024: 1700.1424; 2025: 1738.1122; 2026: 1776.9301; 2027: 1816.6149; 2028: 1856.5804; 2029: 1897.4251; 2030: 1939.1685; 2031: 1981.8302; 2032: 2025.4305; 2033: 2069.9899; 2034: 2115.5297; 2035: 2162.0714; 2036: 2209.6369; 2037: 2258.249; 2038: 2307.9304; 2039: 2358.7049; 2040: 2410.5964; 2041: 2463.6295; 2042: 2517.8294; 2043: 2573.2216; 2044: 2629.8325; 2045: 2687.6888; 2046: 2746.818; 2047: 2807.248; 2048: 2869.0074; 2049: 2932.1256; 2050: 2996.6324
CPI Inflator | NREL Pumped Storage Hydropower - National Class 10 | CAPEX ($/kW) | Pumped Hydro (8.5 hr/ 400 MW share) | 2020: 3754.52; 2021: 3848.383; 2022: 4125.1248; 2023: 4255.9738; 2024: 4356.0867; 2025: 4453.3727; 2026: 4552.8313; 2027: 4654.5112; 2028: 4756.9105; 2029: 4861.5625; 2030: 4968.5169; 2031: 5077.8242; 2032: 5189.5364; 2033: 5303.7062; 2034: 5420.3877; 2035: 5539.6362; 2036: 5661.5082; 2037: 5786.0614; 2038: 5913.3548; 2039: 6043.4486; 2040: 6176.4044; 2041: 6312.2853; 2042: 6451.1556; 2043: 6593.081; 2044: 6738.1288; 2045: 6886.3677; 2046: 7037.8677; 2047: 7192.7008; 2048: 7350.9403; 2049: 7512.6609; 2050: 7677.9395
CPI Inflator | NREL Pumped Storage Hydropower - National Class 7 | CAPEX ($/kW) | Pumped Hydro (16 hr/ 100 MW) | 2020: 3256.39; 2021: 3337.7997; 2022: 3577.8249; 2023: 3691.3135; 2024: 3778.144; 2025: 3862.5226; 2026: 3948.7856; 2027: 4036.9751; 2028: 4125.7886; 2029: 4216.5559; 2030: 4309.3201; 2031: 4404.1252; 2032: 4501.0159; 2033: 4600.0383; 2034: 4701.2391; 2035: 4804.6664; 2036: 4910.3691; 2037: 5018.3972; 2038: 5128.8019; 2039: 5241.6355; 2040: 5356.9515; 2041: 5474.8045; 2042: 5595.2502; 2043: 5718.3457; 2044: 5844.1493; 2045: 5972.7206; 2046: 6104.1204; 2047: 6238.4111; 2048: 6375.6561; 2049: 6515.9205; 2050: 6659.2708
CPI Inflator | NREL Pumped Storage Hydropower - National Class 5 | CAPEX ($/kW) | Pumped Hyrdo (24 hr/ 100 MW) | 2020: 2923.32; 2021: 2996.403; 2022: 3211.8779; 2023: 3313.7587; 2024: 3391.708; 2025: 3467.4561; 2026: 3544.896; 2027: 3624.0653; 2028: 3703.7948; 2029: 3785.2782; 2030: 3868.5544; 2031: 3953.6626; 2032: 4040.6431; 2033: 4129.5373; 2034: 4220.3871; 2035: 4313.2356; 2036: 4408.1268; 2037: 4505.1056; 2038: 4604.2179; 2039: 4705.5107; 2040: 4809.0319; 2041: 4914.8307; 2042: 5022.9569; 2043: 5133.462; 2044: 5246.3981; 2045: 5361.8189; 2046: 5479.7789; 2047: 5600.3341; 2048: 5723.5414; 2049: 5849.4593; 2050: 5978.1474
CPI Inflator | Internal | CAPEX ($/kW) | Wood Biomass | 2022: 4756.059; 2023: 4906.9212; 2024: 5022.3463; 2025: 5134.5121; 2026: 5249.1828; 2027: 5366.4146; 2028: 5484.4757; 2029: 5605.1342; 2030: 5728.4471; 2031: 5854.4729; 2032: 5983.2714; 2033: 6114.9033; 2034: 6249.4312; 2035: 6386.9187; 2036: 6527.4309; 2037: 6671.0344; 2038: 6817.7971; 2039: 6967.7887; 2040: 7121.08; 2041: 7277.7438; 2042: 7437.8541; 2043: 7601.4869; 2044: 7768.7196; 2045: 7939.6315; 2046: 8114.3034; 2047: 8292.818; 2048: 8475.26; 2049: 8661.7158; 2050: 8852.2735
CPI Inflator | Internal | CAPEX ($/kW) | Rathdrum CT 2055 Uprates two unit operation | 2022: 829.15; 2023: 855.4506; 2024: 875.5733; 2025: 895.1278; 2026: 915.119; 2027: 935.5566; 2028: 956.1389; 2029: 977.174; 2030: 998.6718; 2031: 1020.6426; 2032: 1043.0967; 2033: 1066.0448; 2034: 1089.4978; 2035: 1113.4668; 2036: 1137.963; 2037: 1162.9982; 2038: 1188.5842; 2039: 1214.733; 2040: 1241.4572; 2041: 1268.7692; 2042: 1296.6821; 2043: 1325.2091; 2044: 1354.3637; 2045: 1384.1597; 2046: 1414.6113; 2047: 1445.7327; 2048: 1477.5388; 2049: 1510.0447; 2050: 1543.2657
CPI Inflator | Internal | CAPEX ($/kW) | Rathdrum CT: Inlet Evaporation 2 unit operation | 2022: 150; 2023: 154.758; 2024: 158.3984; 2025: 161.9359; 2026: 165.5525; 2027: 169.2498; 2028: 172.9733; 2029: 176.7787; 2030: 180.6679; 2031: 184.6426; 2032: 188.7047; 2033: 192.8562; 2034: 197.099; 2035: 201.4352; 2036: 205.8668; 2037: 210.3959; 2038: 215.0246; 2039: 219.7551; 2040: 224.5897; 2041: 229.5307; 2042: 234.5804; 2043: 239.7411; 2044: 245.0155; 2045: 250.4058; 2046: 255.9147; 2047: 261.5448; 2048: 267.2988; 2049: 273.1794; 2050: 279.1893
CPI Inflator | Internal | CAPEX ($/kW) | New Residential Solar | 2022: 3588; 2023: 3701.8114; 2024: 3788.8888; 2025: 3873.5073; 2026: 3960.0156; 2027: 4048.456; 2028: 4137.522; 2029: 4228.5475; 2030: 4321.5755; 2031: 4416.6502; 2032: 4513.8165; 2033: 4613.1204; 2034: 4714.6091; 2035: 4818.3305; 2036: 4924.3338; 2037: 5032.6691; 2038: 5143.3878; 2039: 5256.5424; 2040: 5372.1863; 2041: 5490.3744; 2042: 5611.1626; 2043: 5734.6082; 2044: 5860.7696; 2045: 5989.7065; 2046: 6121.4801; 2047: 6256.1526; 2048: 6393.788; 2049: 6534.4513; 2050: 6678.2092; 2051: 6825.1298; 2052: 6975.2827; 2053: 7128.7389; 2054: 7285.5712; 2055: 7445.8537
CPI Inflator | Internal | CAPEX ($/kW) | New Residential Solar + Storage (Solar Only) | 2022: 3588; 2023: 3701.8114; 2024: 3788.8888; 2025: 3873.5073; 2026: 3960.0156; 2027: 4048.456; 2028: 4137.522; 2029: 4228.5475; 2030: 4321.5755; 2031: 4416.6502; 2032: 4513.8165; 2033: 4613.1204; 2034: 4714.6091; 2035: 4818.3305; 2036: 4924.3338; 2037: 5032.6691; 2038: 5143.3878; 2039: 5256.5424; 2040: 5372.1863; 2041: 5490.3744; 2042: 5611.1626; 2043: 5734.6082; 2044: 5860.7696; 2045: 5989.7065; 2046: 6121.4801; 2047: 6256.1526; 2048: 6393.788; 2049: 6534.4513; 2050: 6678.2092; 2051: 6825.1298; 2052: 6975.2827; 2053: 7128.7389; 2054: 7285.5712; 2055: 7445.8537
CPI Inflator | Internal | CAPEX ($/kW) | New Residential Solar + Storage (Battery Only) | 2022: 2990; 2023: 3084.8428; 2024: 3157.4073; 2025: 3227.9227; 2026: 3300.013; 2027: 3373.7133; 2028: 3447.935; 2029: 3523.7896; 2030: 3601.3129; 2031: 3680.5418; 2032: 3761.5137; 2033: 3844.267; 2034: 3928.8409; 2035: 4015.2754; 2036: 4103.6115; 2037: 4193.8909; 2038: 4286.1565; 2039: 4380.452; 2040: 4476.8219; 2041: 4575.312; 2042: 4675.9689; 2043: 4778.8402; 2044: 4883.9747; 2045: 4991.4221; 2046: 5101.2334; 2047: 5213.4605; 2048: 5328.1566; 2049: 5445.3761; 2050: 5565.1744; 2051: 5687.6082; 2052: 5812.7356; 2053: 5940.6158; 2054: 6071.3093; 2055: 6204.8781
CPI Inflator | Internal | CAPEX ($/kW) | Existing Residential Solar | 2022: 3910; 2023: 4034.0252; 2024: 4128.9172; 2025: 4221.1297; 2026: 4315.4016; 2027: 4411.7789; 2028: 4508.8381; 2029: 4608.0325; 2030: 4709.4092; 2031: 4813.0162; 2032: 4918.9026; 2033: 5027.1184; 2034: 5137.715; 2035: 5250.7448; 2036: 5366.2611; 2037: 5484.3189; 2038: 5604.9739; 2039: 5728.2833; 2040: 5854.3056; 2041: 5983.1003; 2042: 6114.7285; 2043: 6249.2525; 2044: 6386.7361; 2045: 6527.2443; 2046: 6670.8436; 2047: 6817.6022; 2048: 6967.5895; 2049: 7120.8764; 2050: 7277.5357; 2051: 7437.6415; 2052: 7601.2696; 2053: 7768.4975; 2054: 7939.4045; 2055: 8114.0714
CPI Inflator | Internal | CAPEX ($/kW) | Existing Residential Solar + Storage (Solar Only) | 2022: 3910; 2023: 4034.0252; 2024: 4128.9172; 2025: 4221.1297; 2026: 4315.4016; 2027: 4411.7789; 2028: 4508.8381; 2029: 4608.0325; 2030: 4709.4092; 2031: 4813.0162; 2032: 4918.9026; 2033: 5027.1184; 2034: 5137.715; 2035: 5250.7448; 2036: 5366.2611; 2037: 5484.3189; 2038: 5604.9739; 2039: 5728.2833; 2040: 5854.3056; 2041: 5983.1003; 2042: 6114.7285; 2043: 6249.2525; 2044: 6386.7361; 2045: 6527.2443; 2046: 6670.8436; 2047: 6817.6022; 2048: 6967.5895; 2049: 7120.8764; 2050: 7277.5357; 2051: 7437.6415; 2052: 7601.2696; 2053: 7768.4975; 2054: 7939.4045; 2055: 8114.0714
CPI Inflator | Internal | CAPEX ($/kW) | Existing Residential Solar + Storage (Battery Only) | 2022: 3220; 2023: 3322.1384; 2024: 3400.2848; 2025: 3476.2245; 2026: 3553.8602; 2027: 3633.2297; 2028: 3713.1608; 2029: 3794.8503; 2030: 3878.337; 2031: 3963.6604; 2032: 4050.8609; 2033: 4139.9799; 2034: 4231.0594; 2035: 4324.1427; 2036: 4419.2739; 2037: 4516.4979; 2038: 4615.8609; 2039: 4717.4098; 2040: 4821.1928; 2041: 4927.2591; 2042: 5035.6588; 2043: 5146.4433; 2044: 5259.665; 2045: 5375.3776; 2046: 5493.6359; 2047: 5614.4959; 2048: 5738.0148; 2049: 5864.2512; 2050: 5993.2647; 2051: 6125.1165; 2052: 6259.8691; 2053: 6397.5862; 2054: 6538.3331; 2055: 6682.1764
CPI Inflator | Internal | CAPEX ($/kW) | Commercial Solar | 2022: 2654.2; 2023: 2738.3912; 2024: 2802.8062; 2025: 2865.4022; 2026: 2929.3962; 2027: 2994.8193; 2028: 3060.7054; 2029: 3128.0409; 2030: 3196.8578; 2031: 3267.1887; 2032: 3339.0668; 2033: 3412.5263; 2034: 3487.6019; 2035: 3564.3291; 2036: 3642.7443; 2037: 3722.8847; 2038: 3804.7882; 2039: 3888.4935; 2040: 3974.0404; 2041: 4061.4693; 2042: 4150.8216; 2043: 4242.1397; 2044: 4335.4667; 2045: 4430.847; 2046: 4528.3256; 2047: 4627.9488; 2048: 4729.7637; 2049: 4833.8185; 2050: 4940.1625; 2051: 5048.846; 2052: 5159.9207; 2053: 5273.4389; 2054: 5389.4546; 2055: 5508.0226
CPI Inflator | Internal | CAPEX ($/kW) | Commercial Solar + Storage (Solar Only) | 2022: 2654.2; 2023: 2738.3912; 2024: 2802.8062; 2025: 2865.4022; 2026: 2929.3962; 2027: 2994.8193; 2028: 3060.7054; 2029: 3128.0409; 2030: 3196.8578; 2031: 3267.1887; 2032: 3339.0668; 2033: 3412.5263; 2034: 3487.6019; 2035: 3564.3291; 2036: 3642.7443; 2037: 3722.8847; 2038: 3804.7882; 2039: 3888.4935; 2040: 3974.0404; 2041: 4061.4693; 2042: 4150.8216; 2043: 4242.1397; 2044: 4335.4667; 2045: 4430.847; 2046: 4528.3256; 2047: 4627.9488; 2048: 4729.7637; 2049: 4833.8185; 2050: 4940.1625; 2051: 5048.846; 2052: 5159.9207; 2053: 5273.4389; 2054: 5389.4546; 2055: 5508.0226
CPI Inflator | Internal | CAPEX ($/kW) | Commercial Solar + Storage (Battery Only) | 2022: 2576; 2023: 2657.7107; 2024: 2720.2278; 2025: 2780.9796; 2026: 2843.0881; 2027: 2906.5838; 2028: 2970.5286; 2029: 3035.8802; 2030: 3102.6696; 2031: 3170.9283; 2032: 3240.6888; 2033: 3311.9839; 2034: 3384.8476; 2035: 3459.3142; 2036: 3535.4191; 2037: 3613.1983; 2038: 3692.6887; 2039: 3773.9278; 2040: 3856.9543; 2041: 3941.8073; 2042: 4028.527; 2043: 4117.1546; 2044: 4207.732; 2045: 4300.3021; 2046: 4394.9088; 2047: 4491.5967; 2048: 4590.4119; 2049: 4691.4009; 2050: 4794.6118; 2051: 4900.0932; 2052: 5007.8953; 2053: 5118.069; 2054: 5230.6665; 2055: 5345.7411
CPI Inflator | NREL Utility PV - Class 4/LAZARD’S LEVELIZED COST OF ENERGY ANALYSIS—VERSION 15.0 | CAPEX ($/kW) | Solar Photovoltaic Fixed Array (5 MW AC) | 2020: 1972.7715; 2021: 1768.2011; 2022: 1820.5096; 2023: 1801.0371; 2024: 1764.3673; 2025: 1722.9709; 2026: 1678.8454; 2027: 1631.8897; 2028: 1581.4833; 2029: 1528.0693; 2030: 1471.5396; 2031: 1490.5123; 2032: 1509.6076; 2033: 1528.8217; 2034: 1548.1505; 2035: 1567.5899; 2036: 1587.1353; 2037: 1606.782; 2038: 1626.5249; 2039: 1646.3589; 2040: 1666.2783; 2041: 1686.2773; 2042: 1706.3498; 2043: 1726.4894; 2044: 1746.6892; 2045: 1766.9422; 2046: 1787.2409; 2047: 1807.5775; 2048: 1827.944; 2049: 1848.3317; 2050: 1868.7317; 2051: 1889.1348; 2052: 1909.5311; 2053: 1929.9105; 2054: 1950.2624; 2055: 1970.5757
CPI Inflator | NREL Utility PV - Class 4/LAZARD’S LEVELIZED COST OF ENERGY ANALYSIS—VERSION 15.0 | CAPEX ($/kW) | Solar Photovoltaic Fixed Array (5 MW AC) + Storage (Solar Only) | 2020: 1972.7715; 2021: 1768.2011; 2022: 1820.5096; 2023: 1801.0371; 2024: 1764.3673; 2025: 1722.9709; 2026: 1678.8454; 2027: 1631.8897; 2028: 1581.4833; 2029: 1528.0693; 2030: 1471.5396; 2031: 1490.5123; 2032: 1509.6076; 2033: 1528.8217; 2034: 1548.1505; 2035: 1567.5899; 2036: 1587.1353; 2037: 1606.782; 2038: 1626.5249; 2039: 1646.3589; 2040: 1666.2783; 2041: 1686.2773; 2042: 1706.3498; 2043: 1726.4894; 2044: 1746.6892; 2045: 1766.9422; 2046: 1787.2409; 2047: 1807.5775; 2048: 1827.944; 2049: 1848.3317; 2050: 1868.7317; 2051: 1889.1348; 2052: 1909.5311; 2053: 1929.9105; 2054: 1950.2624; 2055: 1970.5757
CPI Inflator | NREL Utility-Scale Battery Storage - 4Hr/LAZARD’S LEVELIZED COST O F STORAGE ANALYSIS—VERSION 7 . 0 | CAPEX ($/kW) | Solar Photovoltaic Fixed Array (5 MW AC) + Storage (Battery Only) | 2020: 2280.5476; 2021: 1996.8173; 2022: 1988.6087; 2023: 1879.4082; 2024: 1787.3612; 2025: 1728.95; 2026: 1692.1695; 2027: 1661.448; 2028: 1619.2267; 2029: 1592.2337; 2030: 1563.2694; 2031: 1578.4847; 2032: 1592.8012; 2033: 1606.9837; 2034: 1621.0193; 2035: 1634.8947; 2036: 1648.596; 2037: 1662.1089; 2038: 1675.4184; 2039: 1688.5091; 2040: 1701.3649; 2041: 1713.9691; 2042: 1726.3045; 2043: 1738.353; 2044: 1750.0961; 2045: 1761.5146; 2046: 1772.5884; 2047: 1783.2969; 2048: 1793.6186; 2049: 1803.5314; 2050: 1813.0122; 2051: 1822.0373; 2052: 1830.582; 2053: 1838.6208; 2054: 1846.1273; 2055: 1853.0742
CPI Inflator | NREL Utility PV - Class 4/Internal | CAPEX ($/kW) | Solar Photovoltaic w/Single Axis Tracking (100 MW AC) | 2020: 1302.7736; 2021: 1167.68; 2022: 1202.2233; 2023: 1189.3642; 2024: 1165.1482; 2025: 1137.811; 2026: 1108.6715; 2027: 1077.663; 2028: 1044.3758; 2029: 1009.1024; 2030: 971.7714; 2031: 984.3006; 2032: 996.9107; 2033: 1009.5992; 2034: 1022.3636; 2035: 1035.2009; 2036: 1048.1082; 2037: 1061.0824; 2038: 1074.1202; 2039: 1087.2181; 2040: 1100.3725; 2041: 1113.5794; 2042: 1126.8348; 2043: 1140.1345; 2044: 1153.474; 2045: 1166.8486; 2046: 1180.2534; 2047: 1193.6833; 2048: 1207.1328; 2049: 1220.5964; 2050: 1234.0681; 2051: 1247.5418; 2052: 1261.0111; 2053: 1274.4692; 2054: 1287.9091; 2055: 1301.3236
CPI Inflator | NREL Utility PV - Class 5/Off System Adjustment/Internal | CAPEX ($/kW) | Southern NW Solar Photovoltaic w/ Single Axis Tracking (100 MW AC) | 2020: 1452.7736; 2021: 1321.43; 2022: 1367.0297; 2023: 1359.3982; 2024: 1339.1819; 2025: 1315.7314; 2026: 1290.5655; 2027: 1263.6193; 2028: 1234.4231; 2029: 1203.3308; 2030: 1170.2729; 2031: 1187.169; 2032: 1204.2422; 2033: 1221.4921; 2034: 1238.918; 2035: 1256.5196; 2036: 1274.2959; 2037: 1292.2463; 2038: 1310.3697; 2039: 1328.665; 2040: 1347.1312; 2041: 1365.7668; 2042: 1384.5704; 2043: 1403.5402; 2044: 1422.6747; 2045: 1441.9717; 2046: 1461.4292; 2047: 1481.045; 2048: 1500.8164; 2049: 1520.7411; 2050: 1540.816; 2051: 1561.0381; 2052: 1581.4043; 2053: 1601.9111; 2054: 1622.5547; 2055: 1643.3314
CPI Inflator | NREL Utility PV - Class 4 | CAPEX ($/kW) | 100 MW/400 MWh Lithium-ion w/Solar (Solar Only) | 2020: 1302.7736; 2021: 1167.68; 2022: 1202.2233; 2023: 1189.3642; 2024: 1165.1482; 2025: 1137.811; 2026: 1108.6715; 2027: 1077.663; 2028: 1044.3758; 2029: 1009.1024; 2030: 971.7714; 2031: 984.3006; 2032: 996.9107; 2033: 1009.5992; 2034: 1022.3636; 2035: 1035.2009; 2036: 1048.1082; 2037: 1061.0824; 2038: 1074.1202; 2039: 1087.2181; 2040: 1100.3725; 2041: 1113.5794; 2042: 1126.8348; 2043: 1140.1345; 2044: 1153.474; 2045: 1166.8486; 2046: 1180.2534; 2047: 1193.6833; 2048: 1207.1328; 2049: 1220.5964; 2050: 1234.0681; 2051: 1247.5418; 2052: 1261.0111; 2053: 1274.4692; 2054: 1287.9091; 2055: 1301.3236
CPI Inflator | NREL Utility-Scale Battery Storage - 4Hr | CAPEX ($/kW) | 100 MW/400 MWh Lithium-ion w/Solar (Battery Only) | 2020: 1727.2344; 2021: 1512.3436; 2022: 1506.1266; 2023: 1423.4207; 2024: 1353.7063; 2025: 1309.467; 2026: 1281.6104; 2027: 1258.3426; 2028: 1226.3651; 2029: 1205.9213; 2030: 1183.9843; 2031: 1195.5081; 2032: 1206.3511; 2033: 1217.0926; 2034: 1227.7228; 2035: 1238.2317; 2036: 1248.6088; 2037: 1258.8431; 2038: 1268.9235; 2039: 1278.8381; 2040: 1288.5747; 2041: 1298.1209; 2042: 1307.4634; 2043: 1316.5886; 2044: 1325.4826; 2045: 1334.1307; 2046: 1342.5178; 2047: 1350.6281; 2048: 1358.4456; 2049: 1365.9533; 2050: 1373.1339; 2051: 1379.9693; 2052: 1386.4408; 2053: 1392.5292; 2054: 1398.2144; 2055: 1403.4759
CPI Inflator | NREL Utility PV - Class 4 | CAPEX ($/kW) | 100 MW/200 MWh Lithium-ion w/Solar (Solar Only) | 2020: 1302.7736; 2021: 1167.68; 2022: 1202.2233; 2023: 1189.3642; 2024: 1165.1482; 2025: 1137.811; 2026: 1108.6715; 2027: 1077.663; 2028: 1044.3758; 2029: 1009.1024; 2030: 971.7714; 2031: 984.3006; 2032: 996.9107; 2033: 1009.5992; 2034: 1022.3636; 2035: 1035.2009; 2036: 1048.1082; 2037: 1061.0824; 2038: 1074.1202; 2039: 1087.2181; 2040: 1100.3725; 2041: 1113.5794; 2042: 1126.8348; 2043: 1140.1345; 2044: 1153.474; 2045: 1166.8486; 2046: 1180.2534; 2047: 1193.6833; 2048: 1207.1328; 2049: 1220.5964; 2050: 1234.0681; 2051: 1247.5418; 2052: 1261.0111; 2053: 1274.4692; 2054: 1287.9091; 2055: 1301.3236
CPI Inflator | NREL Utility-Scale Battery Storage - 2Hr/Internal | CAPEX ($/kW) | 100 MW/200 MWh Lithium-ion w/Solar (Battery Only) | 2020: 988.3217; 2021: 878.2694; 2022: 886.3006; 2023: 845.6773; 2024: 821.0548; 2025: 797.2232; 2026: 790.9516; 2027: 785.6652; 2028: 772.8649; 2029: 772.6708; 2030: 766.9455; 2031: 774.4905; 2032: 781.516; 2033: 788.4758; 2034: 795.3636; 2035: 802.1728; 2036: 808.8966; 2037: 815.5281; 2038: 822.0598; 2039: 828.4842; 2040: 834.7934; 2041: 840.9792; 2042: 847.0332; 2043: 852.9464; 2044: 858.71; 2045: 864.3142; 2046: 869.7495; 2047: 875.0056; 2048: 880.072; 2049: 884.9378; 2050: 889.7906; 2051: 894.4287; 2052: 898.8402; 2053: 903.0129; 2054: 906.9341; 2055: 910.5908
CPI Inflator | NREL Utility PV - Class 4 | CAPEX ($/kW) | 50 MW/200 MWh Lithium-ion w/Solar (Solar Only) | 2020: 1302.7736; 2021: 1167.68; 2022: 1202.2233; 2023: 1189.3642; 2024: 1165.1482; 2025: 1137.811; 2026: 1108.6715; 2027: 1077.663; 2028: 1044.3758; 2029: 1009.1024; 2030: 971.7714; 2031: 984.3006; 2032: 996.9107; 2033: 1009.5992; 2034: 1022.3636; 2035: 1035.2009; 2036: 1048.1082; 2037: 1061.0824; 2038: 1074.1202; 2039: 1087.2181; 2040: 1100.3725; 2041: 1113.5794; 2042: 1126.8348; 2043: 1140.1345; 2044: 1153.474; 2045: 1166.8486; 2046: 1180.2534; 2047: 1193.6833; 2048: 1207.1328; 2049: 1220.5964; 2050: 1234.0681; 2051: 1247.5418; 2052: 1261.0111; 2053: 1274.4692; 2054: 1287.9091; 2055: 1301.3236
CPI Inflator | NREL Utility-Scale Battery Storage - 2Hr | CAPEX ($/kW) | 50 MW/200 MWh Lithium-ion w/Solar (Battery Only) | 2020: 988.3217; 2021: 878.2694; 2022: 886.3006; 2023: 845.6773; 2024: 821.0548; 2025: 797.2232; 2026: 790.9516; 2027: 785.6652; 2028: 772.8649; 2029: 772.6708; 2030: 766.9455; 2031: 774.4905; 2032: 781.516; 2033: 788.4758; 2034: 795.3636; 2035: 802.1728; 2036: 808.8966; 2037: 815.5281; 2038: 822.0598; 2039: 828.4842; 2040: 834.7934; 2041: 840.9792; 2042: 847.0332; 2043: 852.9464; 2044: 858.71; 2045: 864.3142; 2046: 869.7495; 2047: 875.0056; 2048: 880.072; 2049: 884.9378; 2050: 889.7906; 2051: 894.4287; 2052: 898.8402; 2053: 903.0129; 2054: 906.9341; 2055: 910.5908
CPI Inflator | NREL Land-Based Wind - Class 8 | CAPEX ($/kW) | NW Wind On System (Share) | 2020: 1405.1658; 2021: 1389.8551; 2022: 1435.7342; 2023: 1425.4936; 2024: 1401.9311; 2025: 1374.8716; 2026: 1345.9041; 2027: 1314.957; 2028: 1281.5383; 2029: 1246.0128; 2030: 1208.3038; 2031: 1222.5377; 2032: 1236.8129; 2033: 1251.1246; 2034: 1265.4674; 2035: 1279.8358; 2036: 1294.2238; 2037: 1308.6255; 2038: 1323.0344; 2039: 1337.444; 2040: 1351.8473; 2041: 1366.2369; 2042: 1380.6054; 2043: 1394.9449; 2044: 1409.2471; 2045: 1423.5034; 2046: 1437.705; 2047: 1451.8424; 2048: 1465.906; 2049: 1479.8858; 2050: 1493.7711
CPI Inflator | NREL Land-Based Wind - Class 8/Off System Adjustment | CAPEX ($/kW) | NW Wind Off System | 2020: 1520.8935; 2021: 1509.7062; 2022: 1565.5226; 2023: 1560.7594; 2024: 1541.7714; 2025: 1519.2586; 2026: 1494.9712; 2027: 1468.8412; 2028: 1440.3286; 2029: 1409.8506; 2030: 1377.3344; 2031: 1395.5881; 2032: 1413.9783; 2033: 1432.5022; 2034: 1451.1569; 2035: 1469.9389; 2036: 1488.8451; 2037: 1507.8716; 2038: 1527.0147; 2039: 1546.2703; 2040: 1565.6341; 2041: 1585.1015; 2042: 1604.6677; 2043: 1624.3276; 2044: 1644.0759; 2045: 1663.9069; 2046: 1683.8148; 2047: 1703.7933; 2048: 1723.8358; 2049: 1743.9357; 2050: 1764.0855
CPI Inflator | NREL Land-Based Wind - Class 3/Off System Adjustment | CAPEX ($/kW) | Wind Montana | 2020: 1555.1658; 2021: 1543.6051; 2022: 1600.5405; 2023: 1595.5276; 2024: 1575.9648; 2025: 1552.792; 2026: 1527.7981; 2027: 1500.9133; 2028: 1471.5857; 2029: 1440.2412; 2030: 1406.8053; 2031: 1425.4061; 2032: 1444.1445; 2033: 1463.0175; 2034: 1482.0219; 2035: 1501.1544; 2036: 1520.4115; 2037: 1539.7893; 2038: 1559.2839; 2039: 1578.8909; 2040: 1598.606; 2041: 1618.4244; 2042: 1638.341; 2043: 1658.3506; 2044: 1678.4478; 2045: 1698.6265; 2046: 1718.8808; 2047: 1739.2041; 2048: 1759.5897; 2049: 1780.0304; 2050: 1800.519
CPI Inflator | NREL Wind Speed Class 12 | CAPEX ($/kW) | Off Shore Wind (Share) | 2020: 5291.9935; 2021: 4970.0352; 2022: 5085.1714; 2023: 5069.131; 2024: 5047.5788; 2025: 5042.7028; 2026: 5053.6685; 2027: 5076.51; 2028: 5107.0396; 2029: 5145.2031; 2030: 5189.8067; 2031: 5239.9863; 2032: 5295.1001; 2033: 5354.6619; 2034: 5418.2975; 2035: 5485.7155; 2036: 5556.687; 2037: 5631.031; 2038: 5708.6044; 2039: 5789.2938; 2040: 5873.0099; 2041: 5959.6831; 2042: 6049.26; 2043: 6141.7007; 2044: 6236.9768; 2045: 6335.0696; 2046: 6435.969; 2047: 6539.6718; 2048: 6646.1815; 2049: 6755.5071; 2050: 6867.6627
CPI Inflator | NREL Nuclear - Small Modular Reactor | CAPEX ($/kW) | Small Modular Reactor (share) | 2020: 6809.421; 2021: 6936.0365; 2022: 7388.0585; 2023: 7574.1678; 2024: 7702.9519; 2025: 7824.5049; 2026: 7947.6474; 2027: 8072.3833; 2028: 8196.0565; 2029: 8321.2615; 2030: 8448.0081; 2031: 8576.3018; 2032: 8706.1542; 2033: 8837.574; 2034: 8970.5509; 2035: 9105.1103; 2036: 9241.2464; 2037: 9378.971; 2038: 9518.2768; 2039: 9659.1743; 2040: 9801.6669; 2041: 9945.7436; 2042: 10091.4235; 2043: 10238.6991; 2044: 10387.5705; 2045: 10538.0466; 2046: 10690.1049; 2047: 10843.755; 2048: 10998.9856; 2049: 11155.8043; 2050: 11314.1997
CPI Inflator | NREL Geothermal - Hydro / Flash | CAPEX ($/kW) | Geothermal (Off System) | 2020: 4559.2782; 2021: 4605.9442; 2022: 4865.0064; 2023: 4944.8789; 2024: 4985.0001; 2025: 5018.4333; 2026: 5050.8735; 2027: 5082.2596; 2028: 5110.8613; 2029: 5138.2617; 2030: 5164.3941; 2031: 5251.6208; 2032: 5340.3206; 2033: 5430.5186; 2034: 5522.2401; 2035: 5615.5107; 2036: 5710.3567; 2037: 5806.8046; 2038: 5904.8816; 2039: 6004.615; 2040: 6106.033; 2041: 6209.1639; 2042: 6314.0366; 2043: 6420.6807; 2044: 6529.126; 2045: 6639.403; 2046: 6751.5425; 2047: 6865.576; 2048: 6981.5356; 2049: 7099.4537; 2050: 7219.3635
CPI Inflator | Internal | CAPEX ($/kW) | 7F.04 CT Frame Greenfield | 2022: 744.4583; 2023: 768.0725; 2024: 786.1398; 2025: 803.6969; 2026: 821.6462; 2027: 839.9963; 2028: 858.4762; 2029: 877.3627; 2030: 896.6646; 2031: 916.3913; 2032: 936.5519; 2033: 957.156; 2034: 978.2134; 2035: 999.7341; 2036: 1021.7283; 2037: 1044.2063; 2038: 1067.1789; 2039: 1090.6568; 2040: 1114.6512; 2041: 1139.1736; 2042: 1164.2354; 2043: 1189.8486; 2044: 1216.0252; 2045: 1242.7778; 2046: 1270.1189; 2047: 1298.0615; 2048: 1326.6189; 2049: 1355.8045; 2050: 1385.6322
CPI Inflator | Internal | CAPEX ($/kW) | Reciprocating Engine (ICE) Machine | 2022: 1139.3242; 2023: 1175.4636; 2024: 1203.1139; 2025: 1229.9834; 2026: 1257.4531; 2027: 1285.5362; 2028: 1313.818; 2029: 1342.722; 2030: 1372.2619; 2031: 1402.4516; 2032: 1433.3056; 2033: 1464.8383; 2034: 1497.0647; 2035: 1530.0001; 2036: 1563.6601; 2037: 1598.0607; 2038: 1633.218; 2039: 1669.1488; 2040: 1705.8701; 2041: 1743.3992; 2042: 1781.754; 2043: 1820.9526; 2044: 1861.0135; 2045: 1901.9558; 2046: 1943.7989; 2047: 1986.5624; 2048: 2030.2668; 2049: 2074.9327; 2050: 2120.5812
CPI Inflator | Internal | CAPEX ($/kW) | NG CCCT (1x1 w/DF) | 2022: 1139.1139; 2023: 1175.2466; 2024: 1202.8919; 2025: 1229.7564; 2026: 1257.221; 2027: 1285.2989; 2028: 1313.5755; 2029: 1342.4742; 2030: 1372.0086; 2031: 1402.1928; 2032: 1433.041; 2033: 1464.5679; 2034: 1496.7884; 2035: 1529.7178; 2036: 1563.3716; 2037: 1597.7658; 2038: 1632.9166; 2039: 1668.8408; 2040: 1705.5553; 2041: 1743.0775; 2042: 1781.4252; 2043: 1820.6165; 2044: 1860.6701; 2045: 1901.6048; 2046: 1943.4401; 2047: 1986.1958; 2048: 2029.8921; 2049: 2074.5498; 2050: 2120.1899
CPI Inflator | Internal | CAPEX ($/kW) | Hydrogen Fuel Cell with 40 hrs Storage | 2020: 5356; 2021: 5489.9; 2022: 5884.6853; 2023: 6071.3475; 2024: 6214.1633; 2025: 6352.9463; 2026: 6494.8288; 2027: 6639.88; 2028: 6785.9573; 2029: 6935.2484; 2030: 7087.8238; 2031: 7243.756; 2032: 7403.1186; 2033: 7565.9872; 2034: 7732.4389; 2035: 7902.5526; 2036: 8076.4087; 2037: 8254.0897; 2038: 8435.6797; 2039: 8621.2647; 2040: 8810.9325; 2041: 9004.773; 2042: 9202.878; 2043: 9405.3413; 2044: 9612.2588; 2045: 9823.7285; 2046: 10039.8505; 2047: 10260.7273; 2048: 10486.4633; 2049: 10717.1654; 2050: 10952.9431
CPI Inflator | Internal | CAPEX ($/kW) | 7F.04 CT Frame Greenfield + amonia + storage | 2022: 939.687; 2023: 882.3937; 2024: 903.1502; 2025: 923.3205; 2026: 943.9413; 2027: 965.0227; 2028: 986.2532; 2029: 1007.9508; 2030: 1030.1257; 2031: 1052.7884; 2032: 1075.9498; 2033: 1099.6207; 2034: 1123.8123; 2035: 1148.5362; 2036: 1173.804; 2037: 1199.6277; 2038: 1226.0195; 2039: 1252.9919; 2040: 1280.5578; 2041: 1308.73; 2042: 1337.5221; 2043: 1366.9476; 2044: 1397.0204; 2045: 1427.7549; 2046: 1459.1655; 2047: 1491.2671; 2048: 1524.075; 2049: 1557.6046; 2050: 1591.8719
Variable Operation and Maintenance Expenses ($/MWh) |  | Variable Operation and Maintenance Expenses ($/MWh)
CPI Inflator | NREL Utility-Scale Battery Storage - 4Hr | Variable Operation and Maintenance Expenses ($/MWh) | Distribution Scale 4hr Lithium-Ion | 0 | 0 | 0 | 0 | 0 | 0 | 0 | 0 | 0 | 0 | 0 | 0 | 0 | 0 | 0 | 0 | 0 | 0 | 0 | 0 | 0 | 0 | 0 | 0 | 0 | 0 | 0 | 0 | 0 | 0 | 0 | 0 | 0 | 0 | 0 | 0 | 0 | 0 | 0 | 0 | 0 | 0 | 0 | 0 | 0 | 0 | 0 | 0 | 0 | 0 | 0 | 0 | 0 | 0 | 0 | 0 | 0 | 0 | 0 | 0 | 0 | 0 | 0 | 0 | 0 | 0 | 0 | 0 | 0 | 0 | 0
CPI Inflator | NREL Utility-Scale Battery Storage - 8Hr | Variable Operation and Maintenance Expenses ($/MWh) | Distribution Scale 8hr Lithium-Ion | 0 | 0 | 0 | 0 | 0 | 0 | 0 | 0 | 0 | 0 | 0 | 0 | 0 | 0 | 0 | 0 | 0 | 0 | 0 | 0 | 0 | 0 | 0 | 0 | 0 | 0 | 0 | 0 | 0 | 0 | 0 | 0 | 0 | 0 | 0 | 0 | 0 | 0 | 0 | 0 | 0 | 0 | 0 | 0 | 0 | 0 | 0 | 0 | 0 | 0 | 0 | 0 | 0 | 0 | 0 | 0 | 0 | 0 | 0 | 0 | 0 | 0 | 0 | 0 | 0 | 0 | 0 | 0 | 0 | 0 | 0
CPI Inflator | NREL Utility-Scale Battery Storage - 4Hr | Variable Operation and Maintenance Expenses ($/MWh) | 4hr Lithium-Ion | 0 | 0 | 0 | 0 | 0 | 0 | 0 | 0 | 0 | 0 | 0 | 0 | 0 | 0 | 0 | 0 | 0 | 0 | 0 | 0 | 0 | 0 | 0 | 0 | 0 | 0 | 0 | 0 | 0 | 0 | 0 | 0 | 0 | 0 | 0 | 0 | 0 | 0 | 0 | 0 | 0 | 0 | 0 | 0 | 0 | 0 | 0 | 0 | 0 | 0 | 0 | 0 | 0 | 0 | 0 | 0 | 0 | 0 | 0 | 0 | 0 | 0 | 0 | 0 | 0 | 0 | 0 | 0 | 0 | 0 | 0
CPI Inflator | NREL Utility-Scale Battery Storage - 8Hr | Variable Operation and Maintenance Expenses ($/MWh) | 8hr Lithium-Ion | 0 | 0 | 0 | 0 | 0 | 0 | 0 | 0 | 0 | 0 | 0 | 0 | 0 | 0 | 0 | 0 | 0 | 0 | 0 | 0 | 0 | 0 | 0 | 0 | 0 | 0 | 0 | 0 | 0 | 0 | 0 | 0 | 0 | 0 | 0 | 0 | 0 | 0 | 0 | 0 | 0 | 0 | 0 | 0 | 0 | 0 | 0 | 0 | 0 | 0 | 0 | 0 | 0 | 0 | 0 | 0 | 0 | 0 | 0 | 0 | 0 | 0 | 0 | 0 | 0 | 0 | 0 | 0 | 0 | 0 | 0
CPI Inflator | NREL Utility-Scale Battery Storage - 16Hr | Variable Operation and Maintenance Expenses ($/MWh) | 16hr Lithium-Ion | 0 | 0 | 0 | 0 | 0 | 0 | 0 | 0 | 0 | 0 | 0 | 0 | 0 | 0 | 0 | 0 | 0 | 0 | 0 | 0 | 0 | 0 | 0 | 0 | 0 | 0 | 0 | 0 | 0 | 0 | 0 | 0 | 0 | 0 | 0 | 0 | 0 | 0 | 0 | 0 | 0 | 0 | 0 | 0 | 0 | 0 | 0 | 0 | 0 | 0 | 0 | 0 | 0 | 0 | 0 | 0 | 0 | 0 | 0 | 0 | 0 | 0 | 0 | 0 | 0 | 0 | 0 | 0 | 0 | 0 | 0
CPI Inflator | Internal | Variable Operation and Maintenance Expenses ($/MWh) | 4 hr Vanadium Flow Battery | 0 | 0 | 0 | 0 | 0 | 0 | 0 | 0 | 0 | 0 | 0 | 0 | 0 | 0 | 0 | 0 | 0 | 0 | 0 | 0 | 0 | 0 | 0 | 0 | 0 | 0 | 0 | 0 | 0 | 0 | 0 | 0 | 0 | 0 | 0 | 0 | 0 | 0 | 0 | 0 | 0 | 0 | 0 | 0 | 0 | 0 | 0 | 0 | 0 | 0 | 0 | 0 | 0 | 0 | 0 | 0 | 0 | 0 | 0 | 0 | 0 | 0 | 0 | 0 | 0 | 0 | 0 | 0 | 0 | 0 | 0
CPI Inflator | Internal | Variable Operation and Maintenance Expenses ($/MWh) | 4 hr Zinc Bromide Flow Battery | 0 | 0 | 0 | 0 | 0 | 0 | 0 | 0 | 0 | 0 | 0 | 0 | 0 | 0 | 0 | 0 | 0 | 0 | 0 | 0 | 0 | 0 | 0 | 0 | 0 | 0 | 0 | 0 | 0 | 0 | 0 | 0 | 0 | 0 | 0 | 0 | 0 | 0 | 0 | 0 | 0 | 0 | 0 | 0 | 0 | 0 | 0 | 0 | 0 | 0 | 0 | 0 | 0 | 0 | 0 | 0 | 0 | 0 | 0 | 0 | 0 | 0 | 0 | 0 | 0 | 0 | 0 | 0 | 0 | 0 | 0
CPI Inflator | Form Energy | Variable Operation and Maintenance Expenses ($/MWh) | 100hr Iron Oxide | 0 | 0 | 0 | 0 | 0 | 0 | 0 | 0 | 0 | 0 | 0 | 0 | 0 | 0 | 0 | 0 | 0 | 0 | 0 | 0 | 0 | 0 | 0 | 0 | 0 | 0 | 0 | 0 | 0 | 0 | 0 | 0 | 0 | 0 | 0 | 0 | 0 | 0 | 0 | 0 | 0 | 0 | 0 | 0 | 0 | 0 | 0 | 0 | 0 | 0 | 0 | 0 | 0 | 0 | 0 | 0 | 0 | 0 | 0 | 0 | 0 | 0 | 0 | 0 | 0 | 0 | 0 | 0 | 0 | 0 | 0
CPI Inflator | Internal | Variable Operation and Maintenance Expenses ($/MWh) | Liquid Air |  |  | 5.75 | 5.9324 | 6.0719 | 6.2075 | 6.3462 | 6.4879 | 6.6306 | 6.7765 | 6.9256 | 7.078 | 7.2337 | 7.3928 | 7.5555 | 7.7217 | 7.8916 | 8.0652 | 8.2426 | 8.4239 | 8.6093 | 8.7987 | 8.9922 | 9.1901 | 9.3923 | 9.5989 | 9.8101 | 10.0259 | 10.2465 | 10.4719 | 10.7023 | 10.9377 | 11.1783 | 11.4243 | 11.6756 | 11.9325 | 12.195 | 12.4633 | 12.7375 | 13.0177 | 13.3041 | 13.5968 | 13.8959 | 14.2016 | 14.514 | 14.8333 | 15.1597 | 15.4932 | 15.834 | 16.1824 | 16.5384 | 16.9022 | 17.2741 | 17.6541 | 18.0425 | 18.4394 | 18.8451 | 19.2597 | 19.6834 | 20.1165 | 20.559 | 21.0113 | 21.4736 | 21.946 | 22.4288 | 22.9222 | 23.4265 | 23.9419 | 24.4686 | 25.0069 | 25.5571
CPI Inflator | NREL Pumped Storage Hydropower - National Class 10 | Variable Operation and Maintenance Expenses ($/MWh) | Pumped Hydro (8.5 hr/ 400 MW share) | 0.5125 | 0.52531 | 0.56309 | 0.58095 | 0.59462 | 0.60789 | 0.62147 | 0.63535 | 0.64933 | 0.66361 | 0.67821 | 0.69313 | 0.70838 | 0.72397 | 0.73989 | 0.75617 | 0.77281 | 0.78981 | 0.80719 | 0.82494 | 0.84309 | 0.86164 | 0.8806 | 0.89997 | 0.91977 | 0.94 | 0.96068 | 0.98182 | 1.0034 | 1.0255 | 1.0481 | 1.0711 | 1.0947 | 1.1188 | 1.1434 | 1.1685 | 1.1942 | 1.2205 | 1.2474 | 1.2748 | 1.3028 | 1.3315 | 1.3608 | 1.3907 | 1.4213 | 1.4526 | 1.4846 | 1.5172 | 1.5506 | 1.5847 | 1.6196 | 1.6552 | 1.6916 | 1.7288 | 1.7669 | 1.8057 | 1.8455 | 1.8861 | 1.9276 | 1.97 | 2.0133 | 2.0576 | 2.1029 | 2.1491 | 2.1964 | 2.2447 | 2.2941 | 2.3446 | 2.3962 | 2.4489 | 2.5028
CPI Inflator | NREL Pumped Storage Hydropower - National Class 7 | Variable Operation and Maintenance Expenses ($/MWh) | Pumped Hydro (16 hr/ 100 MW) | 0.5125 | 0.52531 | 0.56309 | 0.58095 | 0.59462 | 0.60789 | 0.62147 | 0.63535 | 0.64933 | 0.66361 | 0.67821 | 0.69313 | 0.70838 | 0.72397 | 0.73989 | 0.75617 | 0.77281 | 0.78981 | 0.80719 | 0.82494 | 0.84309 | 0.86164 | 0.8806 | 0.89997 | 0.91977 | 0.94 | 0.96068 | 0.98182 | 1.0034 | 1.0255 | 1.0481 | 1.0711 | 1.0947 | 1.1188 | 1.1434 | 1.1685 | 1.1942 | 1.2205 | 1.2474 | 1.2748 | 1.3028 | 1.3315 | 1.3608 | 1.3907 | 1.4213 | 1.4526 | 1.4846 | 1.5172 | 1.5506 | 1.5847 | 1.6196 | 1.6552 | 1.6916 | 1.7288 | 1.7669 | 1.8057 | 1.8455 | 1.8861 | 1.9276 | 1.97 | 2.0133 | 2.0576 | 2.1029 | 2.1491 | 2.1964 | 2.2447 | 2.2941 | 2.3446 | 2.3962 | 2.4489 | 2.5028
CPI Inflator | NREL Pumped Storage Hydropower - National Class 5 | Variable Operation and Maintenance Expenses ($/MWh) | Pumped Hyrdo (24 hr/ 100 MW) | 0.5125 | 0.52531 | 0.56309 | 0.58095 | 0.59462 | 0.60789 | 0.62147 | 0.63535 | 0.64933 | 0.66361 | 0.67821 | 0.69313 | 0.70838 | 0.72397 | 0.73989 | 0.75617 | 0.77281 | 0.78981 | 0.80719 | 0.82494 | 0.84309 | 0.86164 | 0.8806 | 0.89997 | 0.91977 | 0.94 | 0.96068 | 0.98182 | 1.0034 | 1.0255 | 1.0481 | 1.0711 | 1.0947 | 1.1188 | 1.1434 | 1.1685 | 1.1942 | 1.2205 | 1.2474 | 1.2748 | 1.3028 | 1.3315 | 1.3608 | 1.3907 | 1.4213 | 1.4526 | 1.4846 | 1.5172 | 1.5506 | 1.5847 | 1.6196 | 1.6552 | 1.6916 | 1.7288 | 1.7669 | 1.8057 | 1.8455 | 1.8861 | 1.9276 | 1.97 | 2.0133 | 2.0576 | 2.1029 | 2.1491 | 2.1964 | 2.2447 | 2.2941 | 2.3446 | 2.3962 | 2.4489 | 2.5028
CPI Inflator | Internal | Variable Operation and Maintenance Expenses ($/MWh) | Wood Biomass |  |  | 3.5075 | 3.6188 | 3.7039 | 3.7866 | 3.8712 | 3.9576 | 4.0447 | 4.1337 | 4.2246 | 4.3176 | 4.4125 | 4.5096 | 4.6088 | 4.7102 | 4.8139 | 4.9198 | 5.028 | 5.1386 | 5.2517 | 5.3672 | 5.4853 | 5.6059 | 5.7293 | 5.8553 | 5.9841 | 6.1158 | 6.2503 | 6.3878 | 6.5284 | 6.672 | 6.8188 | 6.9688 | 7.1221 | 7.2788 | 7.4389 | 7.6026 | 7.7698 | 7.9408 | 8.1155 | 8.294 | 8.4765 | 8.663 | 8.8536 | 9.0483 | 9.2474 | 9.4508 | 9.6588 | 9.8713 | 10.0884 | 10.3104 | 10.5372 | 10.769 | 11.0059 | 11.2481 | 11.4955 | 11.7484 | 12.0069 | 12.271 | 12.541 | 12.8169 | 13.0989 | 13.387 | 13.6816 | 13.9826 | 14.2902 | 14.6046 | 14.9259 | 15.2542 | 15.5898
CPI Inflator | Internal | Variable Operation and Maintenance Expenses ($/MWh) | Rathdrum CT 2055 Uprates two unit operation |  |  | 4.6 | 4.7459 | 4.8575 | 4.966 | 5.0769 | 5.1903 | 5.3045 | 5.4212 | 5.5405 | 5.6624 | 5.7869 | 5.9143 | 6.0444 | 6.1773 | 6.3132 | 6.4521 | 6.5941 | 6.7392 | 6.8874 | 7.0389 | 7.1938 | 7.3521 | 7.5138 | 7.6791 | 7.8481 | 8.0207 | 8.1972 | 8.3775 | 8.5618 | 8.7502 | 8.9427 | 9.1394 | 9.3405 | 9.546 | 9.756 | 9.9706 | 10.19 | 10.4141 | 10.6433 | 10.8774 | 11.1167 | 11.3613 | 11.6112 | 11.8667 | 12.1277 | 12.3945 | 12.6672 | 12.9459 | 13.2307 | 13.5218 | 13.8193 | 14.1233 | 14.434 | 14.7516 | 15.0761 | 15.4078 | 15.7467 | 16.0932 | 16.4472 | 16.8091 | 17.1788 | 17.5568 | 17.943 | 18.3378 | 18.7412 | 19.1535 | 19.5749 | 20.0055 | 20.4457
CPI Inflator | Internal | Variable Operation and Maintenance Expenses ($/MWh) | Rathdrum CT: Inlet Evaporation 2 unit operation |  |  | 5.75 | 5.9324 | 6.0719 | 6.2075 | 6.3462 | 6.4879 | 6.6306 | 6.7765 | 6.9256 | 7.078 | 7.2337 | 7.3928 | 7.5555 | 7.7217 | 7.8916 | 8.0652 | 8.2426 | 8.4239 | 8.6093 | 8.7987 | 8.9922 | 9.1901 | 9.3923 | 9.5989 | 9.8101 | 10.0259 | 10.2465 | 10.4719 | 10.7023 | 10.9377 | 11.1783 | 11.4243 | 11.6756 | 11.9325 | 12.195 | 12.4633 | 12.7375 | 13.0177 | 13.3041 | 13.5968 | 13.8959 | 14.2016 | 14.514 | 14.8333 | 15.1597 | 15.4932 | 15.834 | 16.1824 | 16.5384 | 16.9022 | 17.2741 | 17.6541 | 18.0425 | 18.4394 | 18.8451 | 19.2597 | 19.6834 | 20.1165 | 20.559 | 21.0113 | 21.4736 | 21.946 | 22.4288 | 22.9222 | 23.4265 | 23.9419 | 24.4686 | 25.0069 | 25.5571
CPI Inflator | NREL Residential PV - Class 8 | Variable Operation and Maintenance Expenses ($/MWh) | New Residential Solar | 0 | 0 | 0 | 0 | 0 | 0 | 0 | 0 | 0 | 0 | 0 | 0 | 0 | 0 | 0 | 0 | 0 | 0 | 0 | 0 | 0 | 0 | 0 | 0 | 0 | 0 | 0 | 0 | 0 | 0 | 0 | 0 | 0 | 0 | 0 | 0 | 0 | 0 | 0 | 0 | 0 | 0 | 0 | 0 | 0 | 0 | 0 | 0 | 0 | 0 | 0 | 0 | 0 | 0 | 0 | 0 | 0 | 0 | 0 | 0 | 0 | 0 | 0 | 0 | 0 | 0 | 0 | 0 | 0 | 0 | 0
CPI Inflator | NREL Residential PV - Class 8 | Variable Operation and Maintenance Expenses ($/MWh) | New Residential Solar + Storage (Solar Only) | 0 | 0 | 0 | 0 | 0 | 0 | 0 | 0 | 0 | 0 | 0 | 0 | 0 | 0 | 0 | 0 | 0 | 0 | 0 | 0 | 0 | 0 | 0 | 0 | 0 | 0 | 0 | 0 | 0 | 0 | 0 | 0 | 0 | 0 | 0 | 0 | 0 | 0 | 0 | 0 | 0 | 0 | 0 | 0 | 0 | 0 | 0 | 0 | 0 | 0 | 0 | 0 | 0 | 0 | 0 | 0 | 0 | 0 | 0 | 0 | 0 | 0 | 0 | 0 | 0 | 0 | 0 | 0 | 0 | 0 | 0
CPI Inflator | NREL Residential PV - Class 8 | Variable Operation and Maintenance Expenses ($/MWh) | Existing Residential Solar | 0 | 0 | 0 | 0 | 0 | 0 | 0 | 0 | 0 | 0 | 0 | 0 | 0 | 0 | 0 | 0 | 0 | 0 | 0 | 0 | 0 | 0 | 0 | 0 | 0 | 0 | 0 | 0 | 0 | 0 | 0 | 0 | 0 | 0 | 0 | 0 | 0 | 0 | 0 | 0 | 0 | 0 | 0 | 0 | 0 | 0 | 0 | 0 | 0 | 0 | 0 | 0 | 0 | 0 | 0 | 0 | 0 | 0 | 0 | 0 | 0 | 0 | 0 | 0 | 0 | 0 | 0 | 0 | 0 | 0 | 0
CPI Inflator | NREL Residential PV - Class 8 | Variable Operation and Maintenance Expenses ($/MWh) | Existing Residential Solar + Storage (Solar Only) | 0 | 0 | 0 | 0 | 0 | 0 | 0 | 0 | 0 | 0 | 0 | 0 | 0 | 0 | 0 | 0 | 0 | 0 | 0 | 0 | 0 | 0 | 0 | 0 | 0 | 0 | 0 | 0 | 0 | 0 | 0 | 0 | 0 | 0 | 0 | 0 | 0 | 0 | 0 | 0 | 0 | 0 | 0 | 0 | 0 | 0 | 0 | 0 | 0 | 0 | 0 | 0 | 0 | 0 | 0 | 0 | 0 | 0 | 0 | 0 | 0 | 0 | 0 | 0 | 0 | 0 | 0 | 0 | 0 | 0 | 0
CPI Inflator | NREL Commercial PV - Class 8 | Variable Operation and Maintenance Expenses ($/MWh) | Commercial Solar | 0 | 0 | 0 | 0 | 0 | 0 | 0 | 0 | 0 | 0 | 0 | 0 | 0 | 0 | 0 | 0 | 0 | 0 | 0 | 0 | 0 | 0 | 0 | 0 | 0 | 0 | 0 | 0 | 0 | 0 | 0 | 0 | 0 | 0 | 0 | 0 | 0 | 0 | 0 | 0 | 0 | 0 | 0 | 0 | 0 | 0 | 0 | 0 | 0 | 0 | 0 | 0 | 0 | 0 | 0 | 0 | 0 | 0 | 0 | 0 | 0 | 0 | 0 | 0 | 0 | 0 | 0 | 0 | 0 | 0 | 0
CPI Inflator | NREL Commercial PV - Class 8 | Variable Operation and Maintenance Expenses ($/MWh) | Commercial Solar + Storage (Solar Only) | 0 | 0 | 0 | 0 | 0 | 0 | 0 | 0 | 0 | 0 | 0 | 0 | 0 | 0 | 0 | 0 | 0 | 0 | 0 | 0 | 0 | 0 | 0 | 0 | 0 | 0 | 0 | 0 | 0 | 0 | 0 | 0 | 0 | 0 | 0 | 0 | 0 | 0 | 0 | 0 | 0 | 0 | 0 | 0 | 0 | 0 | 0 | 0 | 0 | 0 | 0 | 0 | 0 | 0 | 0 | 0 | 0 | 0 | 0 | 0 | 0 | 0 | 0 | 0 | 0 | 0 | 0 | 0 | 0 | 0 | 0
CPI Inflator | NREL Utility PV - Class 4 | Variable Operation and Maintenance Expenses ($/MWh) | Solar Photovoltaic Fixed Array (5 MW AC) | 0 | 0 | 0 | 0 | 0 | 0 | 0 | 0 | 0 | 0 | 0 | 0 | 0 | 0 | 0 | 0 | 0 | 0 | 0 | 0 | 0 | 0 | 0 | 0 | 0 | 0 | 0 | 0 | 0 | 0 | 0 | 0 | 0 | 0 | 0 | 0 | 0 | 0 | 0 | 0 | 0 | 0 | 0 | 0 | 0 | 0 | 0 | 0 | 0 | 0 | 0 | 0 | 0 | 0 | 0 | 0 | 0 | 0 | 0 | 0 | 0 | 0 | 0 | 0 | 0 | 0 | 0 | 0 | 0 | 0 | 0
CPI Inflator | NREL Utility PV - Class 4 | Variable Operation and Maintenance Expenses ($/MWh) | Solar Photovoltaic Fixed Array (5 MW AC) + Storage (Solar Only) | 0 | 0 | 0 | 0 | 0 | 0 | 0 | 0 | 0 | 0 | 0 | 0 | 0 | 0 | 0 | 0 | 0 | 0 | 0 | 0 | 0 | 0 | 0 | 0 | 0 | 0 | 0 | 0 | 0 | 0 | 0 | 0 | 0 | 0 | 0 | 0 | 0 | 0 | 0 | 0 | 0 | 0 | 0 | 0 | 0 | 0 | 0 | 0 | 0 | 0 | 0 | 0 | 0 | 0 | 0 | 0 | 0 | 0 | 0 | 0 | 0 | 0 | 0 | 0 | 0 | 0 | 0 | 0 | 0 | 0 | 0
CPI Inflator | NREL Utility PV - Class 4 | Variable Operation and Maintenance Expenses ($/MWh) | Solar Photovoltaic w/Single Axis Tracking (100 MW AC) | 0 | 0 | 0 | 0 | 0 | 0 | 0 | 0 | 0 | 0 | 0 | 0 | 0 | 0 | 0 | 0 | 0 | 0 | 0 | 0 | 0 | 0 | 0 | 0 | 0 | 0 | 0 | 0 | 0 | 0 | 0 | 0 | 0 | 0 | 0 | 0 | 0 | 0 | 0 | 0 | 0 | 0 | 0 | 0 | 0 | 0 | 0 | 0 | 0 | 0 | 0 | 0 | 0 | 0 | 0 | 0 | 0 | 0 | 0 | 0 | 0 | 0 | 0 | 0 | 0 | 0 | 0 | 0 | 0 | 0 | 0
CPI Inflator | NREL Utility PV - Class 5 | Variable Operation and Maintenance Expenses ($/MWh) | Southern NW Solar Photovoltaic w/ Single Axis Tracking (100 MW AC) | 0 | 0 | 0 | 0 | 0 | 0 | 0 | 0 | 0 | 0 | 0 | 0 | 0 | 0 | 0 | 0 | 0 | 0 | 0 | 0 | 0 | 0 | 0 | 0 | 0 | 0 | 0 | 0 | 0 | 0 | 0 | 0 | 0 | 0 | 0 | 0 | 0 | 0 | 0 | 0 | 0 | 0 | 0 | 0 | 0 | 0 | 0 | 0 | 0 | 0 | 0 | 0 | 0 | 0 | 0 | 0 | 0 | 0 | 0 | 0 | 0 | 0 | 0 | 0 | 0 | 0 | 0 | 0 | 0 | 0 | 0
CPI Inflator | NREL Utility-Scale Battery Storage - 4Hr | Variable Operation and Maintenance Expenses ($/MWh) | 100 MW/400 MWh Lithium-ion w/Solar (Solar Only) | 0 | 0 | 0 | 0 | 0 | 0 | 0 | 0 | 0 | 0 | 0 | 0 | 0 | 0 | 0 | 0 | 0 | 0 | 0 | 0 | 0 | 0 | 0 | 0 | 0 | 0 | 0 | 0 | 0 | 0 | 0 | 0 | 0 | 0 | 0 | 0 | 0 | 0 | 0 | 0 | 0 | 0 | 0 | 0 | 0 | 0 | 0 | 0 | 0 | 0 | 0 | 0 | 0 | 0 | 0 | 0 | 0 | 0 | 0 | 0 | 0 | 0 | 0 | 0 | 0 | 0 | 0 | 0 | 0 | 0 | 0
CPI Inflator | NREL Utility-Scale Battery Storage - 2Hr | Variable Operation and Maintenance Expenses ($/MWh) | 100 MW/200 MWh Lithium-ion w/Solar (Solar Only) | 0 | 0 | 0 | 0 | 0 | 0 | 0 | 0 | 0 | 0 | 0 | 0 | 0 | 0 | 0 | 0 | 0 | 0 | 0 | 0 | 0 | 0 | 0 | 0 | 0 | 0 | 0 | 0 | 0 | 0 | 0 | 0 | 0 | 0 | 0 | 0 | 0 | 0 | 0 | 0 | 0 | 0 | 0 | 0 | 0 | 0 | 0 | 0 | 0 | 0 | 0 | 0 | 0 | 0 | 0 | 0 | 0 | 0 | 0 | 0 | 0 | 0 | 0 | 0 | 0 | 0 | 0 | 0 | 0 | 0 | 0
CPI Inflator | NREL Utility-Scale Battery Storage - 2Hr | Variable Operation and Maintenance Expenses ($/MWh) | 50 MW/200 MWh Lithium-ion w/Solar (Solar Only) | 0 | 0 | 0 | 0 | 0 | 0 | 0 | 0 | 0 | 0 | 0 | 0 | 0 | 0 | 0 | 0 | 0 | 0 | 0 | 0 | 0 | 0 | 0 | 0 | 0 | 0 | 0 | 0 | 0 | 0 | 0 | 0 | 0 | 0 | 0 | 0 | 0 | 0 | 0 | 0 | 0 | 0 | 0 | 0 | 0 | 0 | 0 | 0 | 0 | 0 | 0 | 0 | 0 | 0 | 0 | 0 | 0 | 0 | 0 | 0 | 0 | 0 | 0 | 0 | 0 | 0 | 0 | 0 | 0 | 0 | 0
CPI Inflator | NREL Land-Based Wind - Class 8 | Variable Operation and Maintenance Expenses ($/MWh) | NW Wind On System (Share) | 0 | 0 | 0 | 0 | 0 | 0 | 0 | 0 | 0 | 0 | 0 | 0 | 0 | 0 | 0 | 0 | 0 | 0 | 0 | 0 | 0 | 0 | 0 | 0 | 0 | 0 | 0 | 0 | 0 | 0 | 0 | 0 | 0 | 0 | 0 | 0 | 0 | 0 | 0 | 0 | 0 | 0 | 0 | 0 | 0 | 0 | 0 | 0 | 0 | 0 | 0 | 0 | 0 | 0 | 0 | 0 | 0 | 0 | 0 | 0 | 0 | 0 | 0 | 0 | 0 | 0 | 0 | 0 | 0 | 0 | 0
CPI Inflator | NREL Land-Based Wind - Class 8 | Variable Operation and Maintenance Expenses ($/MWh) | NW Wind Off System | 0 | 0 | 0 | 0 | 0 | 0 | 0 | 0 | 0 | 0 | 0 | 0 | 0 | 0 | 0 | 0 | 0 | 0 | 0 | 0 | 0 | 0 | 0 | 0 | 0 | 0 | 0 | 0 | 0 | 0 | 0 | 0 | 0 | 0 | 0 | 0 | 0 | 0 | 0 | 0 | 0 | 0 | 0 | 0 | 0 | 0 | 0 | 0 | 0 | 0 | 0 | 0 | 0 | 0 | 0 | 0 | 0 | 0 | 0 | 0 | 0 | 0 | 0 | 0 | 0 | 0 | 0 | 0 | 0 | 0 | 0
CPI Inflator | NREL Land-Based Wind - Class 3 | Variable Operation and Maintenance Expenses ($/MWh) | Wind Montana | 0 | 0 | 0 | 0 | 0 | 0 | 0 | 0 | 0 | 0 | 0 | 0 | 0 | 0 | 0 | 0 | 0 | 0 | 0 | 0 | 0 | 0 | 0 | 0 | 0 | 0 | 0 | 0 | 0 | 0 | 0 | 0 | 0 | 0 | 0 | 0 | 0 | 0 | 0 | 0 | 0 | 0 | 0 | 0 | 0 | 0 | 0 | 0 | 0 | 0 | 0 | 0 | 0 | 0 | 0 | 0 | 0 | 0 | 0 | 0 | 0 | 0 | 0 | 0 | 0 | 0 | 0 | 0 | 0 | 0 | 0
CPI Inflator | NREL Wind Speed Class 12 | Variable Operation and Maintenance Expenses ($/MWh) | Off Shore Wind (Share) | 0 | 0 | 0 | 0 | 0 | 0 | 0 | 0 | 0 | 0 | 0 | 0 | 0 | 0 | 0 | 0 | 0 | 0 | 0 | 0 | 0 | 0 | 0 | 0 | 0 | 0 | 0 | 0 | 0 | 0 | 0 | 0 | 0 | 0 | 0 | 0 | 0 | 0 | 0 | 0 | 0 | 0 | 0 | 0 | 0 | 0 | 0 | 0 | 0 | 0 | 0 | 0 | 0 | 0 | 0 | 0 | 0 | 0 | 0 | 0 | 0 | 0 | 0 | 0 | 0 | 0 | 0 | 0 | 0 | 0 | 0
CPI Inflator | NREL Nuclear - Small Modular Reactor | Variable Operation and Maintenance Expenses ($/MWh) | Small Modular Reactor (share) | 3.6 | 3.69 | 3.9554 | 4.0808 | 4.1768 | 4.2701 | 4.3655 | 4.463 | 4.5611 | 4.6615 | 4.764 | 4.8688 | 4.976 | 5.0854 | 5.1973 | 5.3116 | 5.4285 | 5.5479 | 5.67 | 5.7947 | 5.9222 | 6.0525 | 6.1857 | 6.3217 | 6.4608 | 6.603 | 6.7482 | 6.8967 | 7.0484 | 7.2035 | 7.3619 | 7.5239 | 7.6894 | 7.8586 | 8.0315 | 8.2082 | 8.3888 | 8.5733 | 8.7619 | 8.9547 | 9.1517 | 9.353 | 9.5588 | 9.7691 | 9.984 | 10.2037 | 10.4281 | 10.6576 | 10.892 | 11.1317 | 11.3766 | 11.6268 | 11.8826 | 12.144 | 12.4112 | 12.6843 | 12.9633 | 13.2485 | 13.54 | 13.8379 | 14.1423 | 14.4534 | 14.7714 | 15.0964 | 15.4285 | 15.7679 | 16.1148 | 16.4693 | 16.8317 | 17.202 | 17.5804
CPI Inflator | NREL Geothermal - Hydro / Flash | Variable Operation and Maintenance Expenses ($/MWh) | Geothermal (Off System) | 0 | 0 | 0 | 0 | 0 | 0 | 0 | 0 | 0 | 0 | 0 | 0 | 0 | 0 | 0 | 0 | 0 | 0 | 0 | 0 | 0 | 0 | 0 | 0 | 0 | 0 | 0 | 0 | 0 | 0 | 0 | 0 | 0 | 0 | 0 | 0 | 0 | 0 | 0 | 0 | 0 | 0 | 0 | 0 | 0 | 0 | 0 | 0 | 0 | 0 | 0 | 0 | 0 | 0 | 0 | 0 | 0 | 0 | 0 | 0 | 0 | 0 | 0 | 0 | 0 | 0 | 0 | 0 | 0 | 0 | 0
CPI Inflator | Internal | Variable Operation and Maintenance Expenses ($/MWh) | 7F.04 CT Frame Greenfield |  |  | 3 | 3.0952 | 3.168 | 3.2387 | 3.311 | 3.385 | 3.4595 | 3.5356 | 3.6134 | 3.6929 | 3.7741 | 3.8571 | 3.942 | 4.0287 | 4.1173 | 4.2079 | 4.3005 | 4.3951 | 4.4918 | 4.5906 | 4.6916 | 4.7948 | 4.9003 | 5.0081 | 5.1183 | 5.2309 | 5.346 | 5.4636 | 5.5838 | 5.7066 | 5.8322 | 5.9605 | 6.0916 | 6.2256 | 6.3626 | 6.5026 | 6.6456 | 6.7918 | 6.9413 | 7.094 | 7.25 | 7.4095 | 7.5725 | 7.7391 | 7.9094 | 8.0834 | 8.2612 | 8.443 | 8.6287 | 8.8186 | 9.0126 | 9.2108 | 9.4135 | 9.6206 | 9.8322 | 10.0485 | 10.2696 | 10.4955 | 10.7264 | 10.9624 | 11.2036 | 11.4501 | 11.702 | 11.9594 | 12.2225 | 12.4914 | 12.7662 | 13.0471 | 13.3341
CPI Inflator | Internal | Variable Operation and Maintenance Expenses ($/MWh) | Reciprocating Engine (ICE) Machine |  |  | 5.75 | 5.9324 | 6.0719 | 6.2075 | 6.3462 | 6.4879 | 6.6306 | 6.7765 | 6.9256 | 7.078 | 7.2337 | 7.3928 | 7.5555 | 7.7217 | 7.8916 | 8.0652 | 8.2426 | 8.4239 | 8.6093 | 8.7987 | 8.9922 | 9.1901 | 9.3923 | 9.5989 | 9.8101 | 10.0259 | 10.2465 | 10.4719 | 10.7023 | 10.9377 | 11.1783 | 11.4243 | 11.6756 | 11.9325 | 12.195 | 12.4633 | 12.7375 | 13.0177 | 13.3041 | 13.5968 | 13.8959 | 14.2016 | 14.514 | 14.8333 | 15.1597 | 15.4932 | 15.834 | 16.1824 | 16.5384 | 16.9022 | 17.2741 | 17.6541 | 18.0425 | 18.4394 | 18.8451 | 19.2597 | 19.6834 | 20.1165 | 20.559 | 21.0113 | 21.4736 | 21.946 | 22.4288 | 22.9222 | 23.4265 | 23.9419 | 24.4686 | 25.0069 | 25.5571
CPI Inflator | Internal | Variable Operation and Maintenance Expenses ($/MWh) | NG CCCT (1x1 w/DF) |  |  | 4.6 | 4.7459 | 4.8575 | 4.966 | 5.0769 | 5.1903 | 5.3045 | 5.4212 | 5.5405 | 5.6624 | 5.7869 | 5.9143 | 6.0444 | 6.1773 | 6.3132 | 6.4521 | 6.5941 | 6.7392 | 6.8874 | 7.0389 | 7.1938 | 7.3521 | 7.5138 | 7.6791 | 7.8481 | 8.0207 | 8.1972 | 8.3775 | 8.5618 | 8.7502 | 8.9427 | 9.1394 | 9.3405 | 9.546 | 9.756 | 9.9706 | 10.19 | 10.4141 | 10.6433 | 10.8774 | 11.1167 | 11.3613 | 11.6112 | 11.8667 | 12.1277 | 12.3945 | 12.6672 | 12.9459 | 13.2307 | 13.5218 | 13.8193 | 14.1233 | 14.434 | 14.7516 | 15.0761 | 15.4078 | 15.7467 | 16.0932 | 16.4472 | 16.8091 | 17.1788 | 17.5568 | 17.943 | 18.3378 | 18.7412 | 19.1535 | 19.5749 | 20.0055 | 20.4457
CPI Inflator | Internal | Variable Operation and Maintenance Expenses ($/MWh) | Hydrogen Fuel Cell with 40 hrs Storage |  |  | 0 | 0 | 0 | 0 | 0 | 0 | 0 | 0 | 0 | 0 | 0 | 0 | 0 | 0 | 0 | 0 | 0 | 0 | 0 | 0 | 0 | 0 | 0 | 0 | 0 | 0 | 0 | 0 | 0 | 0 | 0 | 0 | 0 | 0 | 0 | 0 | 0 | 0 | 0 | 0 | 0 | 0 | 0 | 0 | 0 | 0 | 0 | 0 | 0 | 0 | 0 | 0 | 0 | 0 | 0 | 0 | 0 | 0 | 0 | 0 | 0 | 0 | 0 | 0 | 0 | 0 | 0 | 0 | 0
CPI Inflator | Internal | Variable Operation and Maintenance Expenses ($/MWh) | 7F.04 CT Frame Greenfield + amonia + storage |  |  | 3 | 3.0952 | 3.168 | 3.2387 | 3.311 | 3.385 | 3.4595 | 3.5356 | 3.6134 | 3.6929 | 3.7741 | 3.8571 | 3.942 | 4.0287 | 4.1173 | 4.2079 | 4.3005 | 4.3951 | 4.4918 | 4.5906 | 4.6916 | 4.7948 | 4.9003 | 5.0081 | 5.1183 | 5.2309 | 5.346 | 5.4636 | 5.5838 | 5.7066 | 5.8322 | 5.9605 | 6.0916 | 6.2256 | 6.3626 | 6.5026 | 6.6456 | 6.7918 | 6.9413 | 7.094 | 7.25 | 7.4095 | 7.5725 | 7.7391 | 7.9094 | 8.0834 | 8.2612 | 8.443 | 8.6287 | 8.8186 | 9.0126 | 9.2108 | 9.4135 | 9.6206 | 9.8322 | 10.0485 | 10.2696 | 10.4955 | 10.7264 | 10.9624 | 11.2036 | 11.4501 | 11.702 | 11.9594 | 12.2225 | 12.4914 | 12.7662 | 13.0471 | 13.3341
Fuel Costs |  | Fuel Costs
CPI Inflator | NREL Nuclear - Small Modular Reactor | Fuel Costs ($/MMBtu) - Uranium | Small Modular Reactor (share) | 0.68449 | 0.70161 | 0.75316 | 0.77932 | 0.79882 | 0.81903 | 0.83854 | 0.85975 | 0.87994 | 0.90189 | 0.92439 | 0.94608 | 0.96966 | 0.99383 | 1.0171 | 1.0425 | 1.0684 | 1.0935 | 1.1207 | 1.1486 | 1.1771 | 1.2064 | 1.2364 | 1.2671 | 1.2986 | 1.3308 | 1.3639 | 1.3977 | 1.4324 | 1.4679 | 1.5043 | 0 | 0 | 0 | 0 | 0 | 0 | 0 | 0 | 0 | 0 | 0 | 0 | 0 | 0 | 0 | 0 | 0 | 0 | 0 | 0 | 0 | 0 | 0 | 0 | 0 | 0 | 0 | 0 | 0 | 0 | 0 | 0 | 0 | 0 | 0 | 0 | 0 | 0 | 0 | 0
| Natural Gas Price Forecast | Fuel Costs ($/MMBtu) - Malin | 7F.04 CT Frame Greenfield | 2022: 8.6651; 2023: 5.7933; 2024: 4.662; 2025: 4.0538; 2026: 3.7212; 2027: 3.5577; 2028: 3.5505; 2029: 3.6314; 2030: 3.7937; 2031: 3.9622; 2032: 4.0636; 2033: 4.2151; 2034: 4.2645; 2035: 4.38; 2036: 4.463; 2037: 4.5608; 2038: 4.626; 2039: 4.7729; 2040: 5.004; 2041: 5.122; 2042: 5.2178; 2043: 5.4111; 2044: 5.5243; 2045: 5.7247; 2046: 5.9076; 2047: 6.0383; 2048: 6.1677; 2049: 6.2868; 2050: 6.4267
| 2021 IRP | Fuel Costs (%) Variable Charge | 7F.04 CT Frame Greenfield | 0.005% | 0.005% | 0.005% | 0.005% | 0.005% | 0.005% | 0.005% | 0.005% | 0.005% | 0.005% | 0.005% | 0.005% | 0.005% | 0.005% | 0.005% | 0.005% | 0.005% | 0.005% | 0.005% | 0.005% | 0.005% | 0.005% | 0.005% | 0.005% | 0.005% | 0.005% | 0.005% | 0.005% | 0.005% | 0.005% | 0.005% | 0.005% | 0.005% | 0.005% | 0.005% | 0.005% | 0.005% | 0.005% | 0.005% | 0.005% | 0.005% | 0.005% | 0.005% | 0.005% | 0.005% | 0.005% | 0.005% | 0.005% | 0.005% | 0.005% | 0.005% | 0.005% | 0.005% | 0.005% | 0.005% | 0.005% | 0.005% | 0.005% | 0.005% | 0.005% | 0.005% | 0.005% | 0.005% | 0.005% | 0.005% | 0.005% | 0.005% | 0.005% | 0.005% | 0.005% | 0.005%
| Natural Gas Price Forecast | Fuel Costs ($/MMBtu) - Malin | Reciprocating Engine (ICE) Machine | 2022: 8.6651; 2023: 5.7933; 2024: 4.662; 2025: 4.0538; 2026: 3.7212; 2027: 3.5577; 2028: 3.5505; 2029: 3.6314; 2030: 3.7937; 2031: 3.9622; 2032: 4.0636; 2033: 4.2151; 2034: 4.2645; 2035: 4.38; 2036: 4.463; 2037: 4.5608; 2038: 4.626; 2039: 4.7729; 2040: 5.004; 2041: 5.122; 2042: 5.2178; 2043: 5.4111; 2044: 5.5243; 2045: 5.7247; 2046: 5.9076; 2047: 6.0383; 2048: 6.1677; 2049: 6.2868; 2050: 6.4267
| 2021 IRP | Fuel Costs (%) Variable Charge | Reciprocating Engine (ICE) Machine | 0.005% | 0.005% | 0.005% | 0.005% | 0.005% | 0.005% | 0.005% | 0.005% | 0.005% | 0.005% | 0.005% | 0.005% | 0.005% | 0.005% | 0.005% | 0.005% | 0.005% | 0.005% | 0.005% | 0.005% | 0.005% | 0.005% | 0.005% | 0.005% | 0.005% | 0.005% | 0.005% | 0.005% | 0.005% | 0.005% | 0.005% | 0.005% | 0.005% | 0.005% | 0.005% | 0.005% | 0.005% | 0.005% | 0.005% | 0.005% | 0.005% | 0.005% | 0.005% | 0.005% | 0.005% | 0.005% | 0.005% | 0.005% | 0.005% | 0.005% | 0.005% | 0.005% | 0.005% | 0.005% | 0.005% | 0.005% | 0.005% | 0.005% | 0.005% | 0.005% | 0.005% | 0.005% | 0.005% | 0.005% | 0.005% | 0.005% | 0.005% | 0.005% | 0.005% | 0.005% | 0.005%
| Natural Gas Price Forecast | Fuel Costs ($/MMBtu) - Malin | NG CCCT (1x1 w/DF) | 2022: 8.6651; 2023: 5.7933; 2024: 4.662; 2025: 4.0538; 2026: 3.7212; 2027: 3.5577; 2028: 3.5505; 2029: 3.6314; 2030: 3.7937; 2031: 3.9622; 2032: 4.0636; 2033: 4.2151; 2034: 4.2645; 2035: 4.38; 2036: 4.463; 2037: 4.5608; 2038: 4.626; 2039: 4.7729; 2040: 5.004; 2041: 5.122; 2042: 5.2178; 2043: 5.4111; 2044: 5.5243; 2045: 5.7247; 2046: 5.9076; 2047: 6.0383; 2048: 6.1677; 2049: 6.2868; 2050: 6.4267
| 2021 IRP | Fuel Costs (%) Variable Charge | NG CCCT (1x1 w/DF) | 0.005% | 0.005% | 0.005% | 0.005% | 0.005% | 0.005% | 0.005% | 0.005% | 0.005% | 0.005% | 0.005% | 0.005% | 0.005% | 0.005% | 0.005% | 0.005% | 0.005% | 0.005% | 0.005% | 0.005% | 0.005% | 0.005% | 0.005% | 0.005% | 0.005% | 0.005% | 0.005% | 0.005% | 0.005% | 0.005% | 0.005% | 0.005% | 0.005% | 0.005% | 0.005% | 0.005% | 0.005% | 0.005% | 0.005% | 0.005% | 0.005% | 0.005% | 0.005% | 0.005% | 0.005% | 0.005% | 0.005% | 0.005% | 0.005% | 0.005% | 0.005% | 0.005% | 0.005% | 0.005% | 0.005% | 0.005% | 0.005% | 0.005% | 0.005% | 0.005% | 0.005% | 0.005% | 0.005% | 0.005% | 0.005% | 0.005% | 0.005% | 0.005% | 0.005% | 0.005% | 0.005%
| Hydrogen-Ammonia Pricing workbook | Fuel Costs ($/MMBtu) - Renewable Hydrogen | Hydrogen Fuel Cell with 40 hrs Storage |  |  |  | 38.6299 | 37.2077 | 35.4119 | 33.5268 | 31.5673 | 29.5282 | 27.404 | 25.1923 | 22.8758 | 20.4346 | 19.9996 | 19.5356 | 19.0415 | 18.5162 | 17.9586 | 17.3675 | 16.7416 | 16.0799 | 15.3809 | 14.6434 | 13.866 | 13.0473 | 12.1858 | 12.4539 | 12.7279 | 13.0079 | 13.2941 | 13.5865 | 13.8855 | 14.1909 | 14.5031 | 14.8222 | 15.1483 | 15.4816 | 15.8221 | 16.1702 | 16.526 | 16.8896 | 17.2611 | 17.6409 | 18.029 | 18.4256 | 18.831 | 19.2452 | 19.6686 | 20.1014 | 20.5436 | 20.9955 | 21.4574 | 21.9295 | 22.412 | 22.905 | 23.4089 | 23.9239 | 24.4503 | 24.9882 | 25.5379 | 26.0997 | 26.6739 | 27.2608 | 27.8605 | 28.4734 | 29.0998 | 29.74 | 30.3943 | 31.063 | 31.7464 | 32.4448
| James and Tom | Fuel Costs ($/MMBtu) - Amonia | 7F.04 CT Frame Greenfield + amonia + storage |  |  |  | 39.679 | 38.2149 | 36.3763 | 34.4517 | 32.4561 | 30.3849 | 28.2323 | 25.9965 | 23.6603 | 21.2039 | 20.7646 | 20.2976 | 19.8018 | 19.2763 | 18.72 | 18.132 | 17.511 | 16.856 | 16.1659 | 15.4394 | 14.6753 | 13.8723 | 13.0293 | 13.3159 | 13.6089 | 13.9083 | 14.2142 | 14.5269 | 14.8465 | 15.1732 | 15.507 | 15.8481 | 16.1968 | 16.5531 | 16.9173 | 17.2895 | 17.6698 | 18.0586 | 18.4559 | 18.8619 | 19.2769 | 19.7009 | 20.1344 | 20.5773 | 21.03 | 21.4927 | 21.9655 | 22.4488 | 22.9426 | 23.4474 | 23.9632 | 24.4904 | 25.0292 | 25.5798 | 26.1426 | 26.7177 | 27.3055 | 27.9062 | 28.5202 | 29.1476 | 29.7889 | 30.4442 | 31.114 | 31.7985 | 32.4981 | 33.213 | 33.9437 | 34.6905
2.5% Annual Inflation | 2021 IRP | Fuel Costs ($/MMBtu) - Incremental Hog Fuel | Wood Biomass |  |  |  | 2.002 | 2.052 | 2.104 | 2.156 | 2.21 | 2.265 | 2.322 | 2.38 | 2.44 | 2.501 | 2.563 | 2.627 | 2.693 | 2.76 | 2.829 | 2.9 | 2.972 | 3.047 | 3.123 | 3.201 | 3.281 | 3.363 | 3.447 | 3.5332 | 3.6215 | 3.712 | 3.8048 | 3.9 | 3.9975 | 4.0974 | 4.1998 | 4.3048 | 4.4125 | 4.5228 | 4.6358 | 4.7517 | 4.8705 | 4.9923 | 5.1171 | 5.245 | 5.3761 | 5.5105 | 5.6483 | 5.7895 | 5.9343 | 6.0826 | 6.2347 | 6.3905 | 6.5503 | 6.7141 | 6.8819 | 7.054 | 7.2303 | 7.4111 | 7.5964 | 7.7863 | 7.9809 | 8.1804 | 8.3849 | 8.5946 | 8.8094 | 9.0297 | 9.2554 | 9.4868 | 9.724 | 9.9671 | 10.2162 | 10.4717
| Natural Gas Price Forecast | Fuel Costs ($/MMBtu) - Malin | Rathdrum CT 2055 Uprates two unit operation |  |  | 8.6651 | 5.7933 | 4.662 | 4.0538 | 3.7212 | 3.5577 | 3.5505 | 3.6314 | 3.7937 | 3.9622 | 4.0636 | 4.2151 | 4.2645 | 4.38 | 4.463 | 4.5608 | 4.626 | 4.7729 | 5.004 | 5.122 | 5.2178 | 5.4111 | 5.5243 | 5.7247 | 5.9076 | 6.0383 | 6.1677 | 6.2868 | 6.4267 | 6.5697 | 6.7158 | 6.8653 | 7.018 | 7.1742 | 7.3338 | 7.497 | 7.6639 | 7.8344 | 8.0087 | 8.1869 | 8.3691 | 8.5553 | 8.7457 | 8.9403 | 9.1392 | 9.3426 | 9.5505 | 9.763 | 9.9802 | 10.2023 | 10.4293 | 10.6614 | 10.8986 | 11.1412 | 11.3891 | 11.6425 | 11.9016 | 12.1664 | 12.4371 | 12.7138 | 12.9968 | 13.286 | 13.5816 | 13.8838 | 14.1927 | 14.5085 | 14.8314 | 15.1614 | 15.4988
| Natural Gas Price Forecast | Fuel Costs ($/MMBtu) - Malin | Rathdrum CT 2055 Uprates two unit operation |  |  | 8.6651 | 5.7933 | 4.662 | 4.0538 | 3.7212 | 3.5577 | 3.5505 | 3.6314 | 3.7937 | 3.9622 | 4.0636 | 4.2151 | 4.2645 | 4.38 | 4.463 | 4.5608 | 4.626 | 4.7729 | 5.004 | 5.122 | 5.2178 | 5.4111 | 5.5243 | 5.7247 | 5.9076 | 6.0383 | 6.1677 | 6.2868 | 6.4267 | 6.5697 | 6.7158 | 6.8653 | 7.018 | 7.1742 | 7.3338 | 7.497 | 7.6639 | 7.8344 | 8.0087 | 8.1869 | 8.3691 | 8.5553 | 8.7457 | 8.9403 | 9.1392 | 9.3426 | 9.5505 | 9.763 | 9.9802 | 10.2023 | 10.4293 | 10.6614 | 10.8986 | 11.1412 | 11.3891 | 11.6425 | 11.9016 | 12.1664 | 12.4371 | 12.7138 | 12.9968 | 13.286 | 13.5816 | 13.8838 | 14.1927 | 14.5085 | 14.8314 | 15.1614 | 15.4988
| 2021 IRP | Variable Charge | Rathdrum CT 2055 Uprates two unit operation | 0.005% | 0.005% | 0.005% | 0.005% | 0.005% | 0.005% | 0.005% | 0.005% | 0.005% | 0.005% | 0.005% | 0.005% | 0.005% | 0.005% | 0.005% | 0.005% | 0.005% | 0.005% | 0.005% | 0.005% | 0.005% | 0.005% | 0.005% | 0.005% | 0.005% | 0.005% | 0.005% | 0.005% | 0.005% | 0.005% | 0.005% | 0.005% | 0.005% | 0.005% | 0.005% | 0.005% | 0.005% | 0.005% | 0.005% | 0.005% | 0.005% | 0.005% | 0.005% | 0.005% | 0.005% | 0.005% | 0.005% | 0.005% | 0.005% | 0.005% | 0.005% | 0.005% | 0.005% | 0.005% | 0.005% | 0.005% | 0.005% | 0.005% | 0.005% | 0.005% | 0.005% | 0.005% | 0.005% | 0.005% | 0.005% | 0.005% | 0.005% | 0.005% | 0.005% | 0.005% | 0.005%
| Natural Gas Price Forecast | Fuel Costs ($/MMBtu) - Malin | Rathdrum CT: Inlet Evaporation 2 unit operation | 2022: 8.6651; 2023: 5.7933; 2024: 4.662; 2025: 4.0538; 2026: 3.7212; 2027: 3.5577; 2028: 3.5505; 2029: 3.6314; 2030: 3.7937; 2031: 3.9622; 2032: 4.0636; 2033: 4.2151; 2034: 4.2645; 2035: 4.38; 2036: 4.463; 2037: 4.5608; 2038: 4.626; 2039: 4.7729; 2040: 5.004; 2041: 5.122; 2042: 5.2178; 2043: 5.4111; 2044: 5.5243; 2045: 5.7247; 2046: 5.9076; 2047: 6.0383; 2048: 6.1677; 2049: 6.2868; 2050: 6.4267
Mid-Columbia (off-peak) |  | Mid-Columbia (off-peak)
CPI Inflator (after 2045) | Internal | Mid-Columbia (off-peak) $/MWh | Distribution Scale 4hr Lithium-Ion |  |  |  | 47.2502 | 42.6953 | 35.7376 | 33.2989 | 29.942 | 29.8739 | 29.969 | 34.3869 | 32.3403 | 31.4467 | 32.4657 | 32.9962 | 34.316 | 34.9027 | 36.5897 | 36.3213 | 37.4354 | 39.5912 | 39.7976 | 41.4204 | 42.3732 | 47.6409 | 47.5493 | 48.5954 | 49.6645 | 50.7571 | 51.8738 | 53.015 | 54.1813 | 55.3733 | 56.5915 | 57.8366 | 59.109 | 60.4094 | 61.7384 | 63.0966 | 64.4847 | 65.9034 | 67.3533 | 68.835 | 70.3494 | 71.8971 | 73.4788 | 75.0954 | 76.7475 | 78.4359 | 80.1615 | 81.9251 | 83.7274 | 85.5694 | 87.4519 | 89.3759 | 91.3422 | 93.3517 | 95.4054 | 97.5043 | 99.6494 | 101.8417 | 104.0822 | 106.372 | 108.7122 | 111.1039 | 113.5482 | 116.0462 | 118.5993 | 121.2084 | 123.875 | 126.6003
CPI Inflator (after 2045) | Internal | Mid-Columbia (off-peak) $/MWh | Distribution Scale 8hr Lithium-Ion |  |  |  | 47.2502 | 42.6953 | 35.7376 | 33.2989 | 29.942 | 29.8739 | 29.969 | 34.3869 | 32.3403 | 31.4467 | 32.4657 | 32.9962 | 34.316 | 34.9027 | 36.5897 | 36.3213 | 37.4354 | 39.5912 | 39.7976 | 41.4204 | 42.3732 | 47.6409 | 47.5493 | 48.5954 | 49.6645 | 50.7571 | 51.8738 | 53.015 | 54.1813 | 55.3733 | 56.5915 | 57.8366 | 59.109 | 60.4094 | 61.7384 | 63.0966 | 64.4847 | 65.9034 | 67.3533 | 68.835 | 70.3494 | 71.8971 | 73.4788 | 75.0954 | 76.7475 | 78.4359 | 80.1615 | 81.9251 | 83.7274 | 85.5694 | 87.4519 | 89.3759 | 91.3422 | 93.3517 | 95.4054 | 97.5043 | 99.6494 | 101.8417 | 104.0822 | 106.372 | 108.7122 | 111.1039 | 113.5482 | 116.0462 | 118.5993 | 121.2084 | 123.875 | 126.6003
CPI Inflator (after 2045) | Internal | Mid-Columbia (off-peak) $/MWh | 4hr Lithium-Ion |  |  |  | 47.2502 | 42.6953 | 35.7376 | 33.2989 | 29.942 | 29.8739 | 29.969 | 34.3869 | 32.3403 | 31.4467 | 32.4657 | 32.9962 | 34.316 | 34.9027 | 36.5897 | 36.3213 | 37.4354 | 39.5912 | 39.7976 | 41.4204 | 42.3732 | 47.6409 | 47.5493 | 48.5954 | 49.6645 | 50.7571 | 51.8738 | 53.015 | 54.1813 | 55.3733 | 56.5915 | 57.8366 | 59.109 | 60.4094 | 61.7384 | 63.0966 | 64.4847 | 65.9034 | 67.3533 | 68.835 | 70.3494 | 71.8971 | 73.4788 | 75.0954 | 76.7475 | 78.4359 | 80.1615 | 81.9251 | 83.7274 | 85.5694 | 87.4519 | 89.3759 | 91.3422 | 93.3517 | 95.4054 | 97.5043 | 99.6494 | 101.8417 | 104.0822 | 106.372 | 108.7122 | 111.1039 | 113.5482 | 116.0462 | 118.5993 | 121.2084 | 123.875 | 126.6003
CPI Inflator (after 2045) | Internal | Mid-Columbia (off-peak) $/MWh | 8hr Lithium-Ion |  |  |  | 47.2502 | 42.6953 | 35.7376 | 33.2989 | 29.942 | 29.8739 | 29.969 | 34.3869 | 32.3403 | 31.4467 | 32.4657 | 32.9962 | 34.316 | 34.9027 | 36.5897 | 36.3213 | 37.4354 | 39.5912 | 39.7976 | 41.4204 | 42.3732 | 47.6409 | 47.5493 | 48.5954 | 49.6645 | 50.7571 | 51.8738 | 53.015 | 54.1813 | 55.3733 | 56.5915 | 57.8366 | 59.109 | 60.4094 | 61.7384 | 63.0966 | 64.4847 | 65.9034 | 67.3533 | 68.835 | 70.3494 | 71.8971 | 73.4788 | 75.0954 | 76.7475 | 78.4359 | 80.1615 | 81.9251 | 83.7274 | 85.5694 | 87.4519 | 89.3759 | 91.3422 | 93.3517 | 95.4054 | 97.5043 | 99.6494 | 101.8417 | 104.0822 | 106.372 | 108.7122 | 111.1039 | 113.5482 | 116.0462 | 118.5993 | 121.2084 | 123.875 | 126.6003
CPI Inflator (after 2045) | Internal | Mid-Columbia (off-peak) $/MWh | 16hr Lithium-Ion |  |  |  | 47.2502 | 42.6953 | 35.7376 | 33.2989 | 29.942 | 29.8739 | 29.969 | 34.3869 | 32.3403 | 31.4467 | 32.4657 | 32.9962 | 34.316 | 34.9027 | 36.5897 | 36.3213 | 37.4354 | 39.5912 | 39.7976 | 41.4204 | 42.3732 | 47.6409 | 47.5493 | 48.5954 | 49.6645 | 50.7571 | 51.8738 | 53.015 | 54.1813 | 55.3733 | 56.5915 | 57.8366 | 59.109 | 60.4094 | 61.7384 | 63.0966 | 64.4847 | 65.9034 | 67.3533 | 68.835 | 70.3494 | 71.8971 | 73.4788 | 75.0954 | 76.7475 | 78.4359 | 80.1615 | 81.9251 | 83.7274 | 85.5694 | 87.4519 | 89.3759 | 91.3422 | 93.3517 | 95.4054 | 97.5043 | 99.6494 | 101.8417 | 104.0822 | 106.372 | 108.7122 | 111.1039 | 113.5482 | 116.0462 | 118.5993 | 121.2084 | 123.875 | 126.6003
CPI Inflator (after 2045) | Internal | Mid-Columbia (off-peak) $/MWh | 4 hr Vanadium Flow Battery |  |  |  | 47.2502 | 42.6953 | 35.7376 | 33.2989 | 29.942 | 29.8739 | 29.969 | 34.3869 | 32.3403 | 31.4467 | 32.4657 | 32.9962 | 34.316 | 34.9027 | 36.5897 | 36.3213 | 37.4354 | 39.5912 | 39.7976 | 41.4204 | 42.3732 | 47.6409 | 47.5493 | 48.5954 | 49.6645 | 50.7571 | 51.8738 | 53.015 | 54.1813 | 55.3733 | 56.5915 | 57.8366 | 59.109 | 60.4094 | 61.7384 | 63.0966 | 64.4847 | 65.9034 | 67.3533 | 68.835 | 70.3494 | 71.8971 | 73.4788 | 75.0954 | 76.7475 | 78.4359 | 80.1615 | 81.9251 | 83.7274 | 85.5694 | 87.4519 | 89.3759 | 91.3422 | 93.3517 | 95.4054 | 97.5043 | 99.6494 | 101.8417 | 104.0822 | 106.372 | 108.7122 | 111.1039 | 113.5482 | 116.0462 | 118.5993 | 121.2084 | 123.875 | 126.6003
CPI Inflator (after 2045) | Internal | Mid-Columbia (off-peak) $/MWh | 4 hr Zinc Bromide Flow Battery |  |  |  | 47.2502 | 42.6953 | 35.7376 | 33.2989 | 29.942 | 29.8739 | 29.969 | 34.3869 | 32.3403 | 31.4467 | 32.4657 | 32.9962 | 34.316 | 34.9027 | 36.5897 | 36.3213 | 37.4354 | 39.5912 | 39.7976 | 41.4204 | 42.3732 | 47.6409 | 47.5493 | 48.5954 | 49.6645 | 50.7571 | 51.8738 | 53.015 | 54.1813 | 55.3733 | 56.5915 | 57.8366 | 59.109 | 60.4094 | 61.7384 | 63.0966 | 64.4847 | 65.9034 | 67.3533 | 68.835 | 70.3494 | 71.8971 | 73.4788 | 75.0954 | 76.7475 | 78.4359 | 80.1615 | 81.9251 | 83.7274 | 85.5694 | 87.4519 | 89.3759 | 91.3422 | 93.3517 | 95.4054 | 97.5043 | 99.6494 | 101.8417 | 104.0822 | 106.372 | 108.7122 | 111.1039 | 113.5482 | 116.0462 | 118.5993 | 121.2084 | 123.875 | 126.6003
CPI Inflator (after 2045) | Internal | Mid-Columbia (off-peak) $/MWh | 100hr Iron Oxide |  |  |  | 47.2502 | 42.6953 | 35.7376 | 33.2989 | 29.942 | 29.8739 | 29.969 | 34.3869 | 32.3403 | 31.4467 | 32.4657 | 32.9962 | 34.316 | 34.9027 | 36.5897 | 36.3213 | 37.4354 | 39.5912 | 39.7976 | 41.4204 | 42.3732 | 47.6409 | 47.5493 | 48.5954 | 49.6645 | 50.7571 | 51.8738 | 53.015 | 54.1813 | 55.3733 | 56.5915 | 57.8366 | 59.109 | 60.4094 | 61.7384 | 63.0966 | 64.4847 | 65.9034 | 67.3533 | 68.835 | 70.3494 | 71.8971 | 73.4788 | 75.0954 | 76.7475 | 78.4359 | 80.1615 | 81.9251 | 83.7274 | 85.5694 | 87.4519 | 89.3759 | 91.3422 | 93.3517 | 95.4054 | 97.5043 | 99.6494 | 101.8417 | 104.0822 | 106.372 | 108.7122 | 111.1039 | 113.5482 | 116.0462 | 118.5993 | 121.2084 | 123.875 | 126.6003
CPI Inflator (after 2045) | Internal | Mid-Columbia (off-peak) $/MWh | Liquid Air |  |  |  | 47.2502 | 42.6953 | 35.7376 | 33.2989 | 29.942 | 29.8739 | 29.969 | 34.3869 | 32.3403 | 31.4467 | 32.4657 | 32.9962 | 34.316 | 34.9027 | 36.5897 | 36.3213 | 37.4354 | 39.5912 | 39.7976 | 41.4204 | 42.3732 | 47.6409 | 47.5493 | 48.5954 | 49.6645 | 50.7571 | 51.8738 | 53.015 | 54.1813 | 55.3733 | 56.5915 | 57.8366 | 59.109 | 60.4094 | 61.7384 | 63.0966 | 64.4847 | 65.9034 | 67.3533 | 68.835 | 70.3494 | 71.8971 | 73.4788 | 75.0954 | 76.7475 | 78.4359 | 80.1615 | 81.9251 | 83.7274 | 85.5694 | 87.4519 | 89.3759 | 91.3422 | 93.3517 | 95.4054 | 97.5043 | 99.6494 | 101.8417 | 104.0822 | 106.372 | 108.7122 | 111.1039 | 113.5482 | 116.0462 | 118.5993 | 121.2084 | 123.875 | 126.6003
CPI Inflator (after 2045) | Internal | Mid-Columbia (off-peak) $/MWh | Pumped Hydro (8.5 hr/ 400 MW share) |  |  |  | 47.2502 | 42.6953 | 35.7376 | 33.2989 | 29.942 | 29.8739 | 29.969 | 34.3869 | 32.3403 | 31.4467 | 32.4657 | 32.9962 | 34.316 | 34.9027 | 36.5897 | 36.3213 | 37.4354 | 39.5912 | 39.7976 | 41.4204 | 42.3732 | 47.6409 | 47.5493 | 48.5954 | 49.6645 | 50.7571 | 51.8738 | 53.015 | 54.1813 | 55.3733 | 56.5915 | 57.8366 | 59.109 | 60.4094 | 61.7384 | 63.0966 | 64.4847 | 65.9034 | 67.3533 | 68.835 | 70.3494 | 71.8971 | 73.4788 | 75.0954 | 76.7475 | 78.4359 | 80.1615 | 81.9251 | 83.7274 | 85.5694 | 87.4519 | 89.3759 | 91.3422 | 93.3517 | 95.4054 | 97.5043 | 99.6494 | 101.8417 | 104.0822 | 106.372 | 108.7122 | 111.1039 | 113.5482 | 116.0462 | 118.5993 | 121.2084 | 123.875 | 126.6003
CPI Inflator (after 2045) | Internal | Mid-Columbia (off-peak) $/MWh | Pumped Hydro (16 hr/ 100 MW) |  |  |  | 47.2502 | 42.6953 | 35.7376 | 33.2989 | 29.942 | 29.8739 | 29.969 | 34.3869 | 32.3403 | 31.4467 | 32.4657 | 32.9962 | 34.316 | 34.9027 | 36.5897 | 36.3213 | 37.4354 | 39.5912 | 39.7976 | 41.4204 | 42.3732 | 47.6409 | 47.5493 | 48.5954 | 49.6645 | 50.7571 | 51.8738 | 53.015 | 54.1813 | 55.3733 | 56.5915 | 57.8366 | 59.109 | 60.4094 | 61.7384 | 63.0966 | 64.4847 | 65.9034 | 67.3533 | 68.835 | 70.3494 | 71.8971 | 73.4788 | 75.0954 | 76.7475 | 78.4359 | 80.1615 | 81.9251 | 83.7274 | 85.5694 | 87.4519 | 89.3759 | 91.3422 | 93.3517 | 95.4054 | 97.5043 | 99.6494 | 101.8417 | 104.0822 | 106.372 | 108.7122 | 111.1039 | 113.5482 | 116.0462 | 118.5993 | 121.2084 | 123.875 | 126.6003
CPI Inflator (after 2045) | Internal | Mid-Columbia (off-peak) $/MWh | Pumped Hyrdo (24 hr/ 100 MW) |  |  |  | 47.2502 | 42.6953 | 35.7376 | 33.2989 | 29.942 | 29.8739 | 29.969 | 34.3869 | 32.3403 | 31.4467 | 32.4657 | 32.9962 | 34.316 | 34.9027 | 36.5897 | 36.3213 | 37.4354 | 39.5912 | 39.7976 | 41.4204 | 42.3732 | 47.6409 | 47.5493 | 48.5954 | 49.6645 | 50.7571 | 51.8738 | 53.015 | 54.1813 | 55.3733 | 56.5915 | 57.8366 | 59.109 | 60.4094 | 61.7384 | 63.0966 | 64.4847 | 65.9034 | 67.3533 | 68.835 | 70.3494 | 71.8971 | 73.4788 | 75.0954 | 76.7475 | 78.4359 | 80.1615 | 81.9251 | 83.7274 | 85.5694 | 87.4519 | 89.3759 | 91.3422 | 93.3517 | 95.4054 | 97.5043 | 99.6494 | 101.8417 | 104.0822 | 106.372 | 108.7122 | 111.1039 | 113.5482 | 116.0462 | 118.5993 | 121.2084 | 123.875 | 126.6003
Fixed Operation and Maintenance Expenses ($/kW-yr) |  | Fixed Operation and Maintenance Expenses ($/kW-yr)
CPI Inflator | NREL Utility-Scale Battery Storage - 4Hr | Fixed Operation and Maintenance Expenses ($/kW-yr) | Distribution Scale 4hr Lithium-Ion | 57.0137 | 49.9204 | 49.7152 | 46.9852 | 44.684 | 43.2237 | 42.3042 | 41.5362 | 40.4807 | 39.8058 | 39.0817 | 39.4621 | 39.82 | 40.1746 | 40.5255 | 40.8724 | 41.2149 | 41.5527 | 41.8855 | 42.2127 | 42.5341 | 42.8492 | 43.1576 | 43.4588 | 43.7524 | 44.0379 | 44.3147 | 44.5824 | 44.8405 | 45.0883 | 45.3253 | 0 | 0 | 0 | 0 | 0 | 0 | 0 | 0 | 0 | 0 | 0 | 0 | 0 | 0 | 0 | 0 | 0 | 0 | 0 | 0 | 0 | 0 | 0 | 0 | 0 | 0 | 0 | 0 | 0 | 0 | 0 | 0 | 0 | 0 | 0 | 0 | 0 | 0 | 0 | 0
CPI Inflator | NREL Utility-Scale Battery Storage - 8Hr | Fixed Operation and Maintenance Expenses ($/kW-yr) | Distribution Scale 8hr Lithium-Ion | 105.7947 | 91.7803 | 90.6345 | 85.1263 | 79.8483 | 77.0407 | 74.6962 | 72.7411 | 70.4195 | 68.4079 | 66.6135 | 67.2566 | 67.8665 | 68.4707 | 69.0687 | 69.6598 | 70.2435 | 70.8192 | 71.3862 | 71.9439 | 72.4916 | 73.0285 | 73.554 | 74.0672 | 74.5675 | 75.0539 | 75.5256 | 75.9817 | 76.4214 | 76.8436 | 77.2343 | 0 | 0 | 0 | 0 | 0 | 0 | 0 | 0 | 0 | 0 | 0 | 0 | 0 | 0 | 0 | 0 | 0 | 0 | 0 | 0 | 0 | 0 | 0 | 0 | 0 | 0 | 0 | 0 | 0 | 0 | 0 | 0 | 0 | 0 | 0 | 0 | 0 | 0 | 0 | 0
CPI Inflator | NREL Utility-Scale Battery Storage - 4Hr | Fixed Operation and Maintenance Expenses ($/kW-yr) | 4hr Lithium-Ion | 43.1809 | 37.8086 | 37.6532 | 35.5855 | 33.8427 | 32.7367 | 32.0403 | 31.4586 | 30.6591 | 30.148 | 29.5996 | 29.8877 | 30.1588 | 30.4273 | 30.6931 | 30.9558 | 31.2152 | 31.4711 | 31.7231 | 31.971 | 32.2144 | 32.453 | 32.6866 | 32.9147 | 33.1371 | 33.3533 | 33.5629 | 33.7657 | 33.9611 | 34.1488 | 34.3283 | 34.4992 | 34.661 | 34.8132 | 34.9554 | 35.0869 | 0 | 0 | 0 | 0 | 0 | 0 | 0 | 0 | 0 | 0 | 0 | 0 | 0 | 0 | 0 | 0 | 0 | 0 | 0 | 0 | 0 | 0 | 0 | 0 | 0 | 0 | 0 | 0 | 0 | 0 | 0 | 0 | 0 | 0 | 0
CPI Inflator | NREL Utility-Scale Battery Storage - 8Hr | Fixed Operation and Maintenance Expenses ($/kW-yr) | 8hr Lithium-Ion | 80.1265 | 69.5123 | 68.6445 | 64.4727 | 60.4752 | 58.3489 | 56.5732 | 55.0924 | 53.3341 | 51.8106 | 50.4515 | 50.9386 | 51.4005 | 51.8582 | 52.311 | 52.7587 | 53.2008 | 53.6368 | 54.0663 | 54.4886 | 54.9034 | 55.3101 | 55.7081 | 56.0968 | 56.4757 | 56.8441 | 57.2014 | 57.5468 | 57.8798 | 58.1996 | 58.4955 | 0 | 0 | 0 | 0 | 0 | 0 | 0 | 0 | 0 | 0 | 0 | 0 | 0 | 0 | 0 | 0 | 0 | 0 | 0 | 0 | 0 | 0 | 0 | 0 | 0 | 0 | 0 | 0 | 0 | 0 | 0 | 0 | 0 | 0 | 0 | 0 | 0 | 0 | 0 | 0
CPI Inflator | NREL Utility-Scale Battery Storage - 16Hr | Fixed Operation and Maintenance Expenses ($/kW-yr) | 16hr Lithium-Ion | 154.0178 | 132.9197 | 130.6271 | 122.247 | 113.7404 | 109.5732 | 105.6391 | 102.3602 | 98.6842 | 95.1356 | 92.1554 | 93.0403 | 93.884 | 94.7198 | 95.547 | 96.3646 | 97.172 | 97.9683 | 98.7526 | 99.524 | 100.2816 | 101.0243 | 101.7511 | 102.461 | 103.153 | 103.8257 | 104.4782 | 105.1091 | 105.7172 | 106.3012 | 106.8298 | 0 | 0 | 0 | 0 | 0 | 0 | 0 | 0 | 0 | 0 | 0 | 0 | 0 | 0 | 0 | 0 | 0 | 0 | 0 | 0 | 0 | 0 | 0 | 0 | 0 | 0 | 0 | 0 | 0 | 0 | 0 | 0 | 0 | 0 | 0 | 0 | 0 | 0 | 0 | 0
CPI Inflator | Internal | Fixed Operation and Maintenance Expenses ($/kW-yr) | 4 hr Vanadium Flow Battery | 57.1508 | 58.5796 | 62.7921 | 64.7839 | 66.3078 | 67.7886 | 69.3026 | 70.8503 | 72.4091 | 74.0021 | 75.6301 | 77.294 | 78.9944 | 80.7323 | 82.5084 | 84.3236 | 86.1787 | 88.0747 | 90.0123 | 91.9926 | 94.0164 | 96.0848 | 98.1986 | 100.359 | 102.5669 | 104.8234 | 107.1295 | 109.4863 | 111.895 | 114.3567 | 116.8726 | 119.4438 | 122.0715 | 124.7571 | 127.5018 | 130.3068 | 133.1735 | 136.1034 | 139.0976 | 142.1578 | 145.2853 | 148.4815 | 151.7481 | 155.0866 | 158.4985 | 161.9855 | 165.5491 | 169.1912 | 172.9134 | 176.7175 | 180.6053 | 184.5786 | 188.6393 | 192.7894 | 197.0308 | 201.3655 | 205.7955 | 210.323 | 214.9501 | 219.679 | 224.5119 | 229.4512 | 234.4991 | 239.6581 | 244.9306 | 250.3191 | 255.8261 | 261.4543 | 267.2063 | 273.0848 | 279.0927
CPI Inflator | Internal | Fixed Operation and Maintenance Expenses ($/kW-yr) | 4 hr Zinc Bromide Flow Battery | 64.295 | 65.9024 | 70.6415 | 72.8822 | 74.5966 | 76.2626 | 77.9658 | 79.7071 | 81.4606 | 83.2528 | 85.0843 | 86.9562 | 88.8692 | 90.8243 | 92.8225 | 94.8646 | 96.9516 | 99.0845 | 101.2644 | 103.4922 | 105.769 | 108.0959 | 110.4741 | 112.9045 | 115.3884 | 117.9269 | 120.5213 | 123.1728 | 125.8826 | 128.652 | 131.4824 | 134.375 | 137.3312 | 140.3525 | 143.4403 | 146.5959 | 149.8211 | 153.1171 | 156.4857 | 159.9284 | 163.4468 | 167.0426 | 170.7176 | 174.4734 | 178.3118 | 182.2346 | 186.2438 | 190.3412 | 194.5287 | 198.8083 | 203.1821 | 207.6521 | 212.2204 | 216.8893 | 221.6608 | 226.5374 | 231.5212 | 236.6147 | 241.8202 | 247.1402 | 252.5773 | 258.134 | 263.813 | 269.6168 | 275.5484 | 281.6105 | 287.8059 | 294.1376 | 300.6087 | 307.2221 | 313.9809
CPI Inflator | Internal | Fixed Operation and Maintenance Expenses ($/kW-yr) | 100hr Iron Oxide |  |  | 30 | 30.9516 | 31.6797 | 32.3872 | 33.1105 | 33.85 | 34.5947 | 35.3557 | 36.1336 | 36.9285 | 37.7409 | 38.5712 | 39.4198 | 40.287 | 41.1734 | 42.0792 | 43.0049 | 43.951 | 44.9179 | 45.9061 | 46.9161 | 47.9482 | 49.0031 | 50.0812 | 51.1829 | 52.309 | 53.4598 | 54.6359 | 55.8379 | 57.0663 | 58.3218 | 59.6048 | 60.9161 | 62.2563 | 63.6259 | 65.0257 | 66.4563 | 67.9183 | 69.4125 | 70.9396 | 72.5003 | 74.0953 | 75.7254 | 77.3913 | 79.0939 | 80.834 | 82.6123 | 84.4298 | 86.2873 | 88.1856 | 90.1257 | 92.1084 | 94.1348 | 96.2058 | 98.3223 | 100.4854 | 102.6961 | 104.9554 | 107.2644 | 109.6242 | 112.036 | 114.5008 | 117.0198 | 119.5942 | 122.2253 | 124.9143 | 127.6624 | 130.4709 | 133.3413
CPI Inflator | Internal | Fixed Operation and Maintenance Expenses ($/kW-yr) | Liquid Air |  |  | 25 | 25.793 | 26.3997 | 26.9893 | 27.5921 | 28.2083 | 28.8289 | 29.4631 | 30.1113 | 30.7738 | 31.4508 | 32.1427 | 32.8498 | 33.5725 | 34.3111 | 35.066 | 35.8374 | 36.6259 | 37.4316 | 38.2551 | 39.0967 | 39.9569 | 40.8359 | 41.7343 | 42.6525 | 43.5908 | 44.5498 | 45.5299 | 46.5316 | 47.5553 | 48.6015 | 49.6707 | 50.7635 | 51.8803 | 53.0216 | 54.1881 | 55.3802 | 56.5986 | 57.8438 | 59.1163 | 60.4169 | 61.7461 | 63.1045 | 64.4928 | 65.9116 | 67.3617 | 68.8436 | 70.3582 | 71.9061 | 73.488 | 75.1047 | 76.757 | 78.4457 | 80.1715 | 81.9353 | 83.7378 | 85.5801 | 87.4628 | 89.387 | 91.3535 | 93.3633 | 95.4173 | 97.5165 | 99.6619 | 101.8544 | 104.0952 | 106.3853 | 108.7258 | 111.1177
CPI Inflator | NREL Pumped Storage Hydropower - National Class 10 | Fixed Operation and Maintenance Expenses ($/kW-yr) | Pumped Hydro (8.5 hr/ 400 MW share) | 17.82 | 18.2655 | 19.579 | 20.2 | 20.6752 | 21.1369 | 21.609 | 22.0916 | 22.5776 | 23.0743 | 23.582 | 24.1008 | 24.631 | 25.1729 | 25.7267 | 26.2927 | 26.8711 | 27.4623 | 28.0664 | 28.6839 | 29.3149 | 29.9599 | 30.619 | 31.2926 | 31.981 | 32.6846 | 33.4037 | 34.1386 | 34.8896 | 35.6572 | 36.4416 | 37.2434 | 38.0627 | 38.9001 | 39.7559 | 40.6305 | 41.5244 | 42.4379 | 43.3716 | 44.3257 | 45.3009 | 46.2975 | 47.3161 | 48.357 | 49.4209 | 50.5081 | 51.6193 | 52.7549 | 53.9156 | 55.1017 | 56.3139 | 57.5528 | 58.819 | 60.113 | 61.4355 | 62.7871 | 64.1684 | 65.5801 | 67.0229 | 68.4974 | 70.0043 | 71.5444 | 73.1184 | 74.727 | 76.371 | 78.0512 | 79.7683 | 81.5232 | 83.3167 | 85.1497 | 87.0229
CPI Inflator | NREL Pumped Storage Hydropower - National Class 7 | Fixed Operation and Maintenance Expenses ($/kW-yr) | Pumped Hydro (16 hr/ 100 MW) | 17.82 | 18.2655 | 19.579 | 20.2 | 20.6752 | 21.1369 | 21.609 | 22.0916 | 22.5776 | 23.0743 | 23.582 | 24.1008 | 24.631 | 25.1729 | 25.7267 | 26.2927 | 26.8711 | 27.4623 | 28.0664 | 28.6839 | 29.3149 | 29.9599 | 30.619 | 31.2926 | 31.981 | 32.6846 | 33.4037 | 34.1386 | 34.8896 | 35.6572 | 36.4416 | 37.2434 | 38.0627 | 38.9001 | 39.7559 | 40.6305 | 41.5244 | 42.4379 | 43.3716 | 44.3257 | 45.3009 | 46.2975 | 47.3161 | 48.357 | 49.4209 | 50.5081 | 51.6193 | 52.7549 | 53.9156 | 55.1017 | 56.3139 | 57.5528 | 58.819 | 60.113 | 61.4355 | 62.7871 | 64.1684 | 65.5801 | 67.0229 | 68.4974 | 70.0043 | 71.5444 | 73.1184 | 74.727 | 76.371 | 78.0512 | 79.7683 | 81.5232 | 83.3167 | 85.1497 | 87.0229
CPI Inflator | NREL Pumped Storage Hydropower - National Class 5 | Fixed Operation and Maintenance Expenses ($/kW-yr) | Pumped Hyrdo (24 hr/ 100 MW) | 17.82 | 18.2655 | 19.579 | 20.2 | 20.6752 | 21.1369 | 21.609 | 22.0916 | 22.5776 | 23.0743 | 23.582 | 24.1008 | 24.631 | 25.1729 | 25.7267 | 26.2927 | 26.8711 | 27.4623 | 28.0664 | 28.6839 | 29.3149 | 29.9599 | 30.619 | 31.2926 | 31.981 | 32.6846 | 33.4037 | 34.1386 | 34.8896 | 35.6572 | 36.4416 | 37.2434 | 38.0627 | 38.9001 | 39.7559 | 40.6305 | 41.5244 | 42.4379 | 43.3716 | 44.3257 | 45.3009 | 46.2975 | 47.3161 | 48.357 | 49.4209 | 50.5081 | 51.6193 | 52.7549 | 53.9156 | 55.1017 | 56.3139 | 57.5528 | 58.819 | 60.113 | 61.4355 | 62.7871 | 64.1684 | 65.5801 | 67.0229 | 68.4974 | 70.0043 | 71.5444 | 73.1184 | 74.727 | 76.371 | 78.0512 | 79.7683 | 81.5232 | 83.3167 | 85.1497 | 87.0229
CPI Inflator | Internal | Fixed Operation and Maintenance Expenses ($/kW-yr) | Wood Biomass |  |  | 28.75 | 29.6619 | 30.3597 | 31.0377 | 31.7309 | 32.4396 | 33.1532 | 33.8826 | 34.628 | 35.3898 | 36.1684 | 36.9641 | 37.7773 | 38.6084 | 39.4578 | 40.3259 | 41.213 | 42.1197 | 43.0464 | 43.9934 | 44.9612 | 45.9504 | 46.9613 | 47.9944 | 49.0503 | 50.1294 | 51.2323 | 52.3594 | 53.5113 | 54.6885 | 55.8917 | 57.1213 | 58.378 | 59.6623 | 60.9749 | 62.3163 | 63.6873 | 65.0884 | 66.5203 | 67.9838 | 69.4794 | 71.008 | 72.5701 | 74.1667 | 75.7984 | 77.4659 | 79.1702 | 80.9119 | 82.692 | 84.5112 | 86.3704 | 88.2706 | 90.2125 | 92.1972 | 94.2256 | 96.2985 | 98.4171 | 100.5823 | 102.7951 | 105.0566 | 107.3678 | 109.7299 | 112.144 | 114.6111 | 117.1326 | 119.7095 | 122.3431 | 125.0346 | 127.7854
CPI Inflator | Internal | Fixed Operation and Maintenance Expenses ($/kW-yr) | Rathdrum CT 2055 Uprates two unit operation |  |  | 5.4855 | 5.6595 | 5.7926 | 5.922 | 6.0543 | 6.1895 | 6.3256 | 6.4648 | 6.607 | 6.7524 | 6.9009 | 7.0528 | 7.2079 | 7.3665 | 7.5285 | 7.6942 | 7.8634 | 8.0364 | 8.2132 | 8.3939 | 8.5786 | 8.7673 | 8.9602 | 9.1573 | 9.3588 | 9.5647 | 9.7751 | 9.9902 | 10.21 | 10.4346 | 10.6641 | 10.8987 | 11.1385 | 11.3836 | 11.634 | 11.89 | 12.1515 | 12.4189 | 12.6921 | 12.9713 | 13.2567 | 13.5483 | 13.8464 | 14.151 | 14.4623 | 14.7805 | 15.1057 | 15.438 | 15.7776 | 16.1247 | 16.4795 | 16.842 | 17.2126 | 17.5912 | 17.9782 | 18.3738 | 18.778 | 19.1911 | 19.6133 | 20.0448 | 20.4858 | 20.9365 | 21.3971 | 21.8678 | 22.3489 | 22.8406 | 23.3431 | 23.8566 | 24.3815
CPI Inflator | Internal | Fixed Operation and Maintenance Expenses ($/kW-yr) | Rathdrum CT: Inlet Evaporation 2 unit operation |  |  | 5.4855 | 5.6595 | 5.7926 | 5.922 | 6.0543 | 6.1895 | 6.3256 | 6.4648 | 6.607 | 6.7524 | 6.9009 | 7.0528 | 7.2079 | 7.3665 | 7.5285 | 7.6942 | 7.8634 | 8.0364 | 8.2132 | 8.3939 | 8.5786 | 8.7673 | 8.9602 | 9.1573 | 9.3588 | 9.5647 | 9.7751 | 9.9902 | 10.21 | 10.4346 | 10.6641 | 10.8987 | 11.1385 | 11.3836 | 11.634 | 11.89 | 12.1515 | 12.4189 | 12.6921 | 12.9713 | 13.2567 | 13.5483 | 13.8464 | 14.151 | 14.4623 | 14.7805 | 15.1057 | 15.438 | 15.7776 | 16.1247 | 16.4795 | 16.842 | 17.2126 | 17.5912 | 17.9782 | 18.3738 | 18.778 | 19.1911 | 19.6133 | 20.0448 | 20.4858 | 20.9365 | 21.3971 | 21.8678 | 22.3489 | 22.8406 | 23.3431 | 23.8566 | 24.3815
CPI Inflator | NREL Residential PV - Class 8 | Fixed Operation and Maintenance Expenses ($/kW-yr) | New Residential Solar | 29.296 | 29.698 | 29.9155 | 28.8854 | 27.5392 | 26.0835 | 24.5489 | 22.9328 | 21.2254 | 19.4317 | 17.5488 | 17.7883 | 18.0299 | 18.2734 | 18.519 | 18.7665 | 19.0159 | 19.2673 | 19.5204 | 19.7754 | 20.0322 | 20.2907 | 20.5509 | 20.8127 | 21.0761 | 21.341 | 21.6073 | 21.8751 | 22.1441 | 22.4144 | 22.6859 | 0 | 0 | 0 | 0 | 0 | 0 | 0 | 0 | 0 | 0 | 0 | 0 | 0 | 0 | 0 | 0 | 0 | 0 | 0 | 0 | 0 | 0 | 0 | 0 | 0 | 0 | 0 | 0 | 0 | 0 | 0 | 0 | 0 | 0 | 0 | 0 | 0 | 0 | 0 | 0
CPI Inflator | NREL Residential PV - Class 8 | Fixed Operation and Maintenance Expenses ($/kW-yr) | New Residential Solar + Storage (Solar Only) | 29.296 | 29.698 | 29.9155 | 28.8854 | 27.5392 | 26.0835 | 24.5489 | 22.9328 | 21.2254 | 19.4317 | 17.5488 | 17.7883 | 18.0299 | 18.2734 | 18.519 | 18.7665 | 19.0159 | 19.2673 | 19.5204 | 19.7754 | 20.0322 | 20.2907 | 20.5509 | 20.8127 | 21.0761 | 21.341 | 21.6073 | 21.8751 | 22.1441 | 22.4144 | 22.6859 | 0 | 0 | 0 | 0 | 0 | 0 | 0 | 0 | 0 | 0 | 0 | 0 | 0 | 0 | 0 | 0 | 0 | 0 | 0 | 0 | 0 | 0 | 0 | 0 | 0 | 0 | 0 | 0 | 0 | 0 | 0 | 0 | 0 | 0 | 0 | 0 | 0 | 0 | 0 | 0
CPI Inflator | NREL Residential Battery Storage - 5 kW - 12.5 kWh | Fixed Operation and Maintenance Expenses ($/kW-yr) | New Residential Solar + Storage (Battery Only) | 93.6602 | 90.1073 | 89.723 | 86.0021 | 81.716 | 77.4204 | 75.9485 | 74.7405 | 73.8364 | 72.9689 | 72.269 | 72.9556 | 73.6171 | 74.2724 | 74.9209 | 75.5619 | 76.1949 | 76.8192 | 77.4341 | 78.0389 | 78.6328 | 79.215 | 79.7848 | 80.3414 | 80.8838 | 81.4112 | 81.9227 | 82.4172 | 82.8939 | 83.3516 | 83.7589 | 0 | 0 | 0 | 0 | 0 | 0 | 0 | 0 | 0 | 0 | 0 | 0 | 0 | 0 | 0 | 0 | 0 | 0 | 0 | 0 | 0 | 0 | 0 | 0 | 0 | 0 | 0 | 0 | 0 | 0 | 0 | 0 | 0 | 0 | 0 | 0 | 0 | 0 | 0 | 0
CPI Inflator | NREL Residential PV - Class 8 | Fixed Operation and Maintenance Expenses ($/kW-yr) | Existing Residential Solar | 29.296 | 29.698 | 29.9155 | 28.8854 | 27.5392 | 26.0835 | 24.5489 | 22.9328 | 21.2254 | 19.4317 | 17.5488 | 17.7883 | 18.0299 | 18.2734 | 18.519 | 18.7665 | 19.0159 | 19.2673 | 19.5204 | 19.7754 | 20.0322 | 20.2907 | 20.5509 | 20.8127 | 21.0761 | 21.341 | 21.6073 | 21.8751 | 22.1441 | 22.4144 | 22.6859 | 0 | 0 | 0 | 0 | 0 | 0 | 0 | 0 | 0 | 0 | 0 | 0 | 0 | 0 | 0 | 0 | 0 | 0 | 0 | 0 | 0 | 0 | 0 | 0 | 0 | 0 | 0 | 0 | 0 | 0 | 0 | 0 | 0 | 0 | 0 | 0 | 0 | 0 | 0 | 0
CPI Inflator | NREL Residential PV - Class 8 | Fixed Operation and Maintenance Expenses ($/kW-yr) | Existing Residential Solar + Storage (Solar Only) | 29.296 | 29.698 | 29.9155 | 28.8854 | 27.5392 | 26.0835 | 24.5489 | 22.9328 | 21.2254 | 19.4317 | 17.5488 | 17.7883 | 18.0299 | 18.2734 | 18.519 | 18.7665 | 19.0159 | 19.2673 | 19.5204 | 19.7754 | 20.0322 | 20.2907 | 20.5509 | 20.8127 | 21.0761 | 21.341 | 21.6073 | 21.8751 | 22.1441 | 22.4144 | 22.6859 | 0 | 0 | 0 | 0 | 0 | 0 | 0 | 0 | 0 | 0 | 0 | 0 | 0 | 0 | 0 | 0 | 0 | 0 | 0 | 0 | 0 | 0 | 0 | 0 | 0 | 0 | 0 | 0 | 0 | 0 | 0 | 0 | 0 | 0 | 0 | 0 | 0 | 0 | 0 | 0
CPI Inflator | NREL Residential Battery Storage - 5 kW - 12.5 kWh | Fixed Operation and Maintenance Expenses ($/kW-yr) | Existing Residential Solar + Storage (Battery Only) | 93.6602 | 90.1073 | 89.723 | 86.0021 | 81.716 | 77.4204 | 75.9485 | 74.7405 | 73.8364 | 72.9689 | 72.269 | 72.9556 | 73.6171 | 74.2724 | 74.9209 | 75.5619 | 76.1949 | 76.8192 | 77.4341 | 78.0389 | 78.6328 | 79.215 | 79.7848 | 80.3414 | 80.8838 | 81.4112 | 81.9227 | 82.4172 | 82.8939 | 83.3516 | 83.7589 | 0 | 0 | 0 | 0 | 0 | 0 | 0 | 0 | 0 | 0 | 0 | 0 | 0 | 0 | 0 | 0 | 0 | 0 | 0 | 0 | 0 | 0 | 0 | 0 | 0 | 0 | 0 | 0 | 0 | 0 | 0 | 0 | 0 | 0 | 0 | 0 | 0 | 0 | 0 | 0
CPI Inflator | NREL Commercial PV - Class 8 | Fixed Operation and Maintenance Expenses ($/kW-yr) | Commercial Solar | 18.7782 | 18.368 | 18.9193 | 18.7254 | 18.3532 | 17.9323 | 17.4834 | 17.0055 | 16.4921 | 15.948 | 15.3719 | 15.5745 | 15.7786 | 15.9842 | 16.1911 | 16.3994 | 16.6091 | 16.82 | 17.0322 | 17.2455 | 17.46 | 17.6756 | 17.8923 | 18.1099 | 18.3284 | 18.5478 | 18.768 | 18.9888 | 19.2103 | 19.4324 | 19.6549 | 0 | 0 | 0 | 0 | 0 | 0 | 0 | 0 | 0 | 0 | 0 | 0 | 0 | 0 | 0 | 0 | 0 | 0 | 0 | 0 | 0 | 0 | 0 | 0 | 0 | 0 | 0 | 0 | 0 | 0 | 0 | 0 | 0 | 0 | 0 | 0 | 0 | 0 | 0 | 0
CPI Inflator | NREL Commercial PV - Class 8 | Fixed Operation and Maintenance Expenses ($/kW-yr) | Commercial Solar + Storage (Solar Only) | 18.7782 | 18.368 | 18.9193 | 18.7254 | 18.3532 | 17.9323 | 17.4834 | 17.0055 | 16.4921 | 15.948 | 15.3719 | 15.5745 | 15.7786 | 15.9842 | 16.1911 | 16.3994 | 16.6091 | 16.82 | 17.0322 | 17.2455 | 17.46 | 17.6756 | 17.8923 | 18.1099 | 18.3284 | 18.5478 | 18.768 | 18.9888 | 19.2103 | 19.4324 | 19.6549 | 0 | 0 | 0 | 0 | 0 | 0 | 0 | 0 | 0 | 0 | 0 | 0 | 0 | 0 | 0 | 0 | 0 | 0 | 0 | 0 | 0 | 0 | 0 | 0 | 0 | 0 | 0 | 0 | 0 | 0 | 0 | 0 | 0 | 0 | 0 | 0 | 0 | 0 | 0 | 0
CPI Inflator | NREL Commercial Battery Storage 4Hr | Fixed Operation and Maintenance Expenses ($/kW-yr) | Commercial Solar + Storage (Battery Only) | 55.5562 | 47.22 | 46.9295 | 44.8056 | 42.3167 | 39.7646 | 38.9499 | 38.279 | 37.7835 | 37.3227 | 36.9482 | 37.2914 | 37.6294 | 37.9643 | 38.2956 | 38.6232 | 38.9466 | 39.2656 | 39.5798 | 39.8888 | 40.1922 | 40.4897 | 40.7808 | 41.0651 | 41.3422 | 41.6116 | 41.8728 | 42.1255 | 42.3689 | 42.6027 | 42.8225 | 0 | 0 | 0 | 0 | 0 | 0 | 0 | 0 | 0 | 0 | 0 | 0 | 0 | 0 | 0 | 0 | 0 | 0 | 0 | 0 | 0 | 0 | 0 | 0 | 0 | 0 | 0 | 0 | 0 | 0 | 0 | 0 | 0 | 0 | 0 | 0 | 0 | 0 | 0 | 0
CPI Inflator | NREL Utility PV - Class 4/LAZARD’S LEVELIZED COST OF ENERGY ANALYSIS—VERSION 15.0 | Fixed Operation and Maintenance Expenses ($/kW-yr) | Solar Photovoltaic Fixed Array (5 MW AC) | 28.1539 | 26.2213 | 27.2796 | 27.3024 | 27.0849 | 26.8135 | 26.5191 | 26.2007 | 25.849 | 25.4715 | 25.0673 | 25.4493 | 25.8364 | 26.2287 | 26.6262 | 27.0289 | 27.4369 | 27.8503 | 28.269 | 28.6931 | 29.1227 | 29.5577 | 29.9983 | 30.4444 | 30.8961 | 31.3534 | 31.8164 | 32.2851 | 32.7595 | 33.2396 | 33.7255 | 0 | 0 | 0 | 0 | 0 | 0 | 0 | 0 | 0 | 0 | 0 | 0 | 0 | 0 | 0 | 0 | 0 | 0 | 0 | 0 | 0 | 0 | 0 | 0 | 0 | 0 | 0 | 0 | 0 | 0 | 0 | 0 | 0 | 0 | 0 | 0 | 0 | 0 | 0 | 0
CPI Inflator | NREL Utility PV - Class 4/LAZARD’S LEVELIZED COST OF ENERGY ANALYSIS—VERSION 15.0 | Fixed Operation and Maintenance Expenses ($/kW-yr) | Solar Photovoltaic Fixed Array (5 MW AC) + Storage (Solar Only) | 28.1539 | 26.2213 | 27.2796 | 27.3024 | 27.0849 | 26.8135 | 26.5191 | 26.2007 | 25.849 | 25.4715 | 25.0673 | 25.4493 | 25.8364 | 26.2287 | 26.6262 | 27.0289 | 27.4369 | 27.8503 | 28.269 | 28.6931 | 29.1227 | 29.5577 | 29.9983 | 30.4444 | 30.8961 | 31.3534 | 31.8164 | 32.2851 | 32.7595 | 33.2396 | 33.7255 | 0 | 0 | 0 | 0 | 0 | 0 | 0 | 0 | 0 | 0 | 0 | 0 | 0 | 0 | 0 | 0 | 0 | 0 | 0 | 0 | 0 | 0 | 0 | 0 | 0 | 0 | 0 | 0 | 0 | 0 | 0 | 0 | 0 | 0 | 0 | 0 | 0 | 0 | 0 | 0
CPI Inflator | NREL Utility-Scale Battery Storage - 4Hr/LAZARD’S LEVELIZED COST O F STORAGE ANALYSIS—VERSION 7 . 0 | Fixed Operation and Maintenance Expenses ($/kW-yr) | Solar Photovoltaic Fixed Array (5 MW AC) + Storage (Battery Only) | 22.454 | 19.6605 | 19.5796 | 18.5045 | 17.5982 | 17.0231 | 16.6609 | 16.3585 | 15.9427 | 15.677 | 15.3918 | 15.5416 | 15.6826 | 15.8222 | 15.9604 | 16.097 | 16.2319 | 16.365 | 16.496 | 16.6249 | 16.7515 | 16.8756 | 16.997 | 17.1157 | 17.2313 | 17.3437 | 17.4527 | 17.5582 | 17.6598 | 17.7574 | 17.8507 | 0 | 0 | 0 | 0 | 0 | 0 | 0 | 0 | 0 | 0 | 0 | 0 | 0 | 0 | 0 | 0 | 0 | 0 | 0 | 0 | 0 | 0 | 0 | 0 | 0 | 0 | 0 | 0 | 0 | 0 | 0 | 0 | 0 | 0 | 0 | 0 | 0 | 0 | 0 | 0
CPI Inflator | NREL Utility PV - Class 4 | Fixed Operation and Maintenance Expenses ($/kW-yr) | Solar Photovoltaic w/Single Axis Tracking (100 MW AC) | 22.6237 | 21.0707 | 21.9211 | 21.9394 | 21.7646 | 21.5466 | 21.31 | 21.0542 | 20.7715 | 20.4682 | 20.1434 | 20.4503 | 20.7614 | 21.0766 | 21.396 | 21.7196 | 22.0475 | 22.3797 | 22.7161 | 23.0569 | 23.4021 | 23.7517 | 24.1058 | 24.4643 | 24.8272 | 25.1947 | 25.5668 | 25.9434 | 26.3246 | 26.7104 | 27.1008 | 0 | 0 | 0 | 0 | 0 | 0 | 0 | 0 | 0 | 0 | 0 | 0 | 0 | 0 | 0 | 0 | 0 | 0 | 0 | 0 | 0 | 0 | 0 | 0 | 0 | 0 | 0 | 0 | 0 | 0 | 0 | 0 | 0 | 0 | 0 | 0 | 0 | 0 | 0 | 0
CPI Inflator | NREL Utility PV - Class 5 | Fixed Operation and Maintenance Expenses ($/kW-yr) | Southern NW Solar Photovoltaic w/ Single Axis Tracking (100 MW AC) | 22.6237 | 21.0707 | 21.9211 | 21.9394 | 21.7646 | 21.5466 | 21.31 | 21.0542 | 20.7715 | 20.4682 | 20.1434 | 20.4503 | 20.7614 | 21.0766 | 21.396 | 21.7196 | 22.0475 | 22.3797 | 22.7161 | 23.0569 | 23.4021 | 23.7517 | 24.1058 | 24.4643 | 24.8272 | 25.1947 | 25.5668 | 25.9434 | 26.3246 | 26.7104 | 27.1008 | 0 | 0 | 0 | 0 | 0 | 0 | 0 | 0 | 0 | 0 | 0 | 0 | 0 | 0 | 0 | 0 | 0 | 0 | 0 | 0 | 0 | 0 | 0 | 0 | 0 | 0 | 0 | 0 | 0 | 0 | 0 | 0 | 0 | 0 | 0 | 0 | 0 | 0 | 0 | 0
CPI Inflator | NREL Utility PV - Class 4 | Fixed Operation and Maintenance Expenses ($/kW-yr) | 100 MW/400 MWh Lithium-ion w/Solar (Solar Only) | 22.6237 | 21.0707 | 21.9211 | 21.9394 | 21.7646 | 21.5466 | 21.31 | 21.0542 | 20.7715 | 20.4682 | 20.1434 | 20.4503 | 20.7614 | 21.0766 | 21.396 | 21.7196 | 22.0475 | 22.3797 | 22.7161 | 23.0569 | 23.4021 | 23.7517 | 24.1058 | 24.4643 | 24.8272 | 25.1947 | 25.5668 | 25.9434 | 26.3246 | 26.7104 | 27.1008 | 0 | 0 | 0 | 0 | 0 | 0 | 0 | 0 | 0 | 0 | 0 | 0 | 0 | 0 | 0 | 0 | 0 | 0 | 0 | 0 | 0 | 0 | 0 | 0 | 0 | 0 | 0 | 0 | 0 | 0 | 0 | 0 | 0 | 0 | 0 | 0 | 0 | 0 | 0 | 0
CPI Inflator | NREL Utility-Scale Battery Storage - 4Hr | Fixed Operation and Maintenance Expenses ($/kW-yr) | 100 MW/400 MWh Lithium-ion w/Solar (Battery Only) | 43.1809 | 37.8086 | 37.6532 | 35.5855 | 33.8427 | 32.7367 | 32.0403 | 31.4586 | 30.6591 | 30.148 | 29.5996 | 29.8877 | 30.1588 | 30.4273 | 30.6931 | 30.9558 | 31.2152 | 31.4711 | 31.7231 | 31.971 | 32.2144 | 32.453 | 32.6866 | 32.9147 | 33.1371 | 33.3533 | 33.5629 | 33.7657 | 33.9611 | 34.1488 | 34.3283 | 0 | 0 | 0 | 0 | 0 | 0 | 0 | 0 | 0 | 0 | 0 | 0 | 0 | 0 | 0 | 0 | 0 | 0 | 0 | 0 | 0 | 0 | 0 | 0 | 0 | 0 | 0 | 0 | 0 | 0 | 0 | 0 | 0 | 0 | 0 | 0 | 0 | 0 | 0 | 0
CPI Inflator | NREL Utility PV - Class 4 | Fixed Operation and Maintenance Expenses ($/kW-yr) | 100 MW/200 MWh Lithium-ion w/Solar (Solar Only) | 22.6237 | 21.0707 | 21.9211 | 21.9394 | 21.7646 | 21.5466 | 21.31 | 21.0542 | 20.7715 | 20.4682 | 20.1434 | 20.4503 | 20.7614 | 21.0766 | 21.396 | 21.7196 | 22.0475 | 22.3797 | 22.7161 | 23.0569 | 23.4021 | 23.7517 | 24.1058 | 24.4643 | 24.8272 | 25.1947 | 25.5668 | 25.9434 | 26.3246 | 26.7104 | 27.1008 | 0 | 0 | 0 | 0 | 0 | 0 | 0 | 0 | 0 | 0 | 0 | 0 | 0 | 0 | 0 | 0 | 0 | 0 | 0 | 0 | 0 | 0 | 0 | 0 | 0 | 0 | 0 | 0 | 0 | 0 | 0 | 0 | 0 | 0 | 0 | 0 | 0 | 0 | 0 | 0
CPI Inflator | NREL Utility-Scale Battery Storage - 2Hr | Fixed Operation and Maintenance Expenses ($/kW-yr) | 100 MW/200 MWh Lithium-ion w/Solar (Battery Only) | 24.708 | 21.9567 | 22.1575 | 21.1419 | 20.5264 | 19.9306 | 19.7738 | 19.6416 | 19.3216 | 19.3168 | 19.1736 | 19.3623 | 19.5379 | 19.7119 | 19.8841 | 20.0543 | 20.2224 | 20.3882 | 20.5515 | 20.7121 | 20.8698 | 21.0245 | 21.1758 | 21.3237 | 21.4677 | 21.6079 | 21.7437 | 21.8751 | 22.0018 | 22.1234 | 22.2448 | 0 | 0 | 0 | 0 | 0 | 0 | 0 | 0 | 0 | 0 | 0 | 0 | 0 | 0 | 0 | 0 | 0 | 0 | 0 | 0 | 0 | 0 | 0 | 0 | 0 | 0 | 0 | 0 | 0 | 0 | 0 | 0 | 0 | 0 | 0 | 0 | 0 | 0 | 0 | 0
CPI Inflator | NREL Utility PV - Class 4 | Fixed Operation and Maintenance Expenses ($/kW-yr) | 50 MW/200 MWh Lithium-ion w/Solar (Solar Only) | 22.6237 | 21.0707 | 21.9211 | 21.9394 | 21.7646 | 21.5466 | 21.31 | 21.0542 | 20.7715 | 20.4682 | 20.1434 | 20.4503 | 20.7614 | 21.0766 | 21.396 | 21.7196 | 22.0475 | 22.3797 | 22.7161 | 23.0569 | 23.4021 | 23.7517 | 24.1058 | 24.4643 | 24.8272 | 25.1947 | 25.5668 | 25.9434 | 26.3246 | 26.7104 | 27.1008 | 0 | 0 | 0 | 0 | 0 | 0 | 0 | 0 | 0 | 0 | 0 | 0 | 0 | 0 | 0 | 0 | 0 | 0 | 0 | 0 | 0 | 0 | 0 | 0 | 0 | 0 | 0 | 0 | 0 | 0 | 0 | 0 | 0 | 0 | 0 | 0 | 0 | 0 | 0 | 0
CPI Inflator | NREL Utility-Scale Battery Storage - 2Hr | Fixed Operation and Maintenance Expenses ($/kW-yr) | 50 MW/200 MWh Lithium-ion w/Solar (Battery Only) | 24.708 | 21.9567 | 22.1575 | 21.1419 | 20.5264 | 19.9306 | 19.7738 | 19.6416 | 19.3216 | 19.3168 | 19.1736 | 19.3623 | 19.5379 | 19.7119 | 19.8841 | 20.0543 | 20.2224 | 20.3882 | 20.5515 | 20.7121 | 20.8698 | 21.0245 | 21.1758 | 21.3237 | 21.4677 | 21.6079 | 21.7437 | 21.8751 | 22.0018 | 22.1234 | 22.2448 | 0 | 0 | 0 | 0 | 0 | 0 | 0 | 0 | 0 | 0 | 0 | 0 | 0 | 0 | 0 | 0 | 0 | 0 | 0 | 0 | 0 | 0 | 0 | 0 | 0 | 0 | 0 | 0 | 0 | 0 | 0 | 0 | 0 | 0 | 0 | 0 | 0 | 0 | 0 | 0
CPI Inflator | NREL Land-Based Wind - Class 8 | Fixed Operation and Maintenance Expenses ($/kW-yr) | NW Wind On System (Share) | 43 | 43.6599 | 46.3545 | 47.3658 | 48.0101 | 48.6019 | 49.1963 | 49.7929 | 50.3752 | 50.9591 | 51.5442 | 52.2831 | 53.0295 | 53.7835 | 54.545 | 55.314 | 56.0904 | 56.8742 | 57.6653 | 58.4638 | 59.2694 | 60.0822 | 60.9021 | 61.7289 | 62.5627 | 63.4033 | 64.2505 | 65.1044 | 65.9648 | 66.8315 | 67.7044 | 0 | 0 | 0 | 0 | 0 | 0 | 0 | 0 | 0 | 0 | 0 | 0 | 0 | 0 | 0 | 0 | 0 | 0 | 0 | 0 | 0 | 0 | 0 | 0 | 0 | 0 | 0 | 0 | 0 | 0 | 0 | 0 | 0 | 0 | 0 | 0 | 0 | 0 | 0 | 0
CPI Inflator | NREL Land-Based Wind - Class 8 | Fixed Operation and Maintenance Expenses ($/kW-yr) | NW Wind Off System | 41.9512 | 42.595 | 45.2239 | 46.2105 | 46.8391 | 47.4165 | 47.9964 | 48.5784 | 49.1466 | 49.7162 | 50.287 | 51.0079 | 51.7361 | 52.4717 | 53.2147 | 53.9649 | 54.7223 | 55.487 | 56.2589 | 57.0378 | 57.8238 | 58.6168 | 59.4166 | 60.2233 | 61.0368 | 61.8568 | 62.6835 | 63.5165 | 64.3559 | 65.2014 | 66.053 | 0 | 0 | 0 | 0 | 0 | 0 | 0 | 0 | 0 | 0 | 0 | 0 | 0 | 0 | 0 | 0 | 0 | 0 | 0 | 0 | 0 | 0 | 0 | 0 | 0 | 0 | 0 | 0 | 0 | 0 | 0 | 0 | 0 | 0 | 0 | 0 | 0 | 0 | 0 | 0
CPI Inflator | NREL Land-Based Wind - Class 3 | Fixed Operation and Maintenance Expenses ($/kW-yr) | Wind Montana | 43 | 43.6599 | 46.3545 | 47.3658 | 48.0101 | 48.6019 | 49.1963 | 49.7929 | 50.3752 | 50.9591 | 51.5442 | 52.2831 | 53.0295 | 53.7835 | 54.545 | 55.314 | 56.0904 | 56.8742 | 57.6653 | 58.4638 | 59.2694 | 60.0822 | 60.9021 | 61.7289 | 62.5627 | 63.4033 | 64.2505 | 65.1044 | 65.9648 | 66.8315 | 67.7044 | 0 | 0 | 0 | 0 | 0 | 0 | 0 | 0 | 0 | 0 | 0 | 0 | 0 | 0 | 0 | 0 | 0 | 0 | 0 | 0 | 0 | 0 | 0 | 0 | 0 | 0 | 0 | 0 | 0 | 0 | 0 | 0 | 0 | 0 | 0 | 0 | 0 | 0 | 0 | 0
CPI Inflator | NREL Wind Speed Class 12 | Fixed Operation and Maintenance Expenses ($/kW-yr) | Off Shore Wind (Share) | 95.2642 | 93.5939 | 96.9555 | 97.191 | 97.0196 | 97.01 | 97.2139 | 97.5902 | 98.0779 | 98.6874 | 99.403 | 100.2127 | 101.107 | 102.0786 | 103.1216 | 104.2314 | 105.4042 | 106.6369 | 107.927 | 109.2724 | 110.6716 | 112.1232 | 113.626 | 115.1794 | 116.7827 | 118.4353 | 120.137 | 121.8876 | 123.6869 | 125.5351 | 127.4322 | 0 | 0 | 0 | 0 | 0 | 0 | 0 | 0 | 0 | 0 | 0 | 0 | 0 | 0 | 0 | 0 | 0 | 0 | 0 | 0 | 0 | 0 | 0 | 0 | 0 | 0 | 0 | 0 | 0 | 0 | 0 | 0 | 0 | 0 | 0 | 0 | 0 | 0 | 0 | 0
CPI Inflator | NREL Nuclear - Small Modular Reactor | Fixed Operation and Maintenance Expenses ($/kW-yr) | Small Modular Reactor (share) | 114 | 116.85 | 125.2528 | 129.2258 | 132.2656 | 135.2195 | 138.2394 | 141.3268 | 144.436 | 147.6136 | 150.8611 | 154.18 | 157.572 | 161.0386 | 164.5814 | 168.2022 | 171.9027 | 175.6845 | 179.5496 | 183.4997 | 187.5367 | 191.6625 | 195.879 | 200.1884 | 204.5925 | 209.0935 | 213.6936 | 218.3949 | 223.1996 | 228.1099 | 233.1284 | 238.2572 | 243.4988 | 248.8558 | 254.3306 | 259.9259 | 265.6443 | 271.4885 | 277.4612 | 283.5654 | 289.8038 | 296.1795 | 302.6954 | 309.3547 | 316.1605 | 323.1161 | 330.2246 | 337.4896 | 344.9143 | 352.5024 | 360.2575 | 368.1832 | 376.2832 | 384.5614 | 393.0218 | 401.6683 | 410.505 | 419.5361 | 428.7659 | 438.1987 | 447.8391 | 457.6915 | 467.7608 | 478.0515 | 488.5686 | 499.3171 | 510.3021 | 521.5288 | 533.0024 | 544.7284 | 556.7125
CPI Inflator | NREL Geothermal - Hydro / Flash | Fixed Operation and Maintenance Expenses ($/kW-yr) | Geothermal (Off System) | 107.3894 | 109.2474 | 116.2174 | 118.9896 | 120.8528 | 122.5953 | 124.3552 | 126.1326 | 127.8857 | 129.6549 | 131.44 | 134.3317 | 137.287 | 140.3073 | 143.394 | 146.5487 | 149.7728 | 153.0678 | 156.4353 | 159.8769 | 163.3941 | 166.9888 | 170.6626 | 174.4171 | 178.2543 | 182.1759 | 186.1838 | 190.2798 | 194.466 | 198.7442 | 203.1166 | 207.5852 | 212.1521 | 216.8194 | 221.5894 | 226.4644 | 231.4466 | 236.5384 | 241.7423 | 247.0606 | 252.4959 | 258.0509 | 263.728 | 269.53 | 275.4597 | 281.5198 | 287.7132 | 294.0429 | 300.5118 | 307.1231 | 313.8798 | 320.7852 | 327.8424 | 335.055 | 342.4262 | 349.9595 | 357.6587 | 365.5271 | 373.5687 | 381.7873 | 390.1866 | 398.7707 | 407.5436 | 416.5096 | 425.6728 | 435.0376 | 444.6084 | 454.3898 | 464.3864 | 474.6029 | 485.0442
CPI Inflator | Internal | Fixed Operation and Maintenance Expenses ($/kW-yr) | 7F.04 CT Frame Greenfield |  |  | 5.0267 | 5.1861 | 5.3081 | 5.4266 | 5.5478 | 5.6717 | 5.7965 | 5.924 | 6.0544 | 6.1876 | 6.3237 | 6.4628 | 6.605 | 6.7503 | 6.8988 | 7.0506 | 7.2057 | 7.3642 | 7.5262 | 7.6918 | 7.861 | 8.034 | 8.2107 | 8.3913 | 8.576 | 8.7646 | 8.9575 | 9.1545 | 9.3559 | 9.5617 | 9.7721 | 9.9871 | 10.2068 | 10.4314 | 10.6608 | 10.8954 | 11.1351 | 11.3801 | 11.6304 | 11.8863 | 12.1478 | 12.415 | 12.6882 | 12.9673 | 13.2526 | 13.5441 | 13.8421 | 14.1466 | 14.4579 | 14.7759 | 15.101 | 15.4332 | 15.7728 | 16.1198 | 16.4744 | 16.8368 | 17.2072 | 17.5858 | 17.9727 | 18.3681 | 18.7722 | 19.1852 | 19.6073 | 20.0386 | 20.4795 | 20.93 | 21.3905 | 21.8611 | 22.342
CPI Inflator | Internal | Fixed Operation and Maintenance Expenses ($/kW-yr) | Reciprocating Engine (ICE) Machine |  |  | 4.991 | 5.1493 | 5.2704 | 5.3881 | 5.5085 | 5.6315 | 5.7554 | 5.882 | 6.0114 | 6.1437 | 6.2788 | 6.417 | 6.5581 | 6.7024 | 6.8499 | 7.0006 | 7.1546 | 7.312 | 7.4728 | 7.6373 | 7.8053 | 7.977 | 8.1525 | 8.3318 | 8.5151 | 8.7025 | 8.8939 | 9.0896 | 9.2896 | 9.4939 | 9.7028 | 9.9163 | 10.1344 | 10.3574 | 10.5852 | 10.8181 | 11.0561 | 11.2993 | 11.5479 | 11.802 | 12.0616 | 12.327 | 12.5982 | 12.8753 | 13.1586 | 13.4481 | 13.7439 | 14.0463 | 14.3553 | 14.6711 | 14.9939 | 15.3238 | 15.6609 | 16.0054 | 16.3576 | 16.7174 | 17.0852 | 17.4611 | 17.8452 | 18.2378 | 18.6391 | 19.0491 | 19.4682 | 19.8965 | 20.3342 | 20.7816 | 21.2388 | 21.706 | 22.1835
CPI Inflator | Internal | Fixed Operation and Maintenance Expenses ($/kW-yr) | NG CCCT (1x1 w/DF) |  |  | 29.555 | 30.4925 | 31.2098 | 31.9068 | 32.6194 | 33.3479 | 34.0815 | 34.8313 | 35.5976 | 36.3807 | 37.1811 | 37.9991 | 38.8351 | 39.6895 | 40.5626 | 41.455 | 42.367 | 43.2991 | 44.2517 | 45.2252 | 46.2202 | 47.237 | 48.2762 | 49.3383 | 50.4237 | 51.5331 | 52.6668 | 53.8254 | 55.0096 | 56.2198 | 57.4567 | 58.7207 | 60.0126 | 61.3328 | 62.6822 | 64.0612 | 65.4705 | 66.9109 | 68.3829 | 69.8873 | 71.4248 | 72.9962 | 74.6021 | 76.2434 | 77.9207 | 79.635 | 81.3869 | 83.1774 | 85.0073 | 86.8775 | 88.7888 | 90.7422 | 92.7385 | 94.7787 | 96.8639 | 98.9949 | 101.1728 | 103.3986 | 105.6733 | 107.9982 | 110.3741 | 112.8023 | 115.284 | 117.8202 | 120.4123 | 123.0614 | 125.7687 | 128.5356 | 131.3634
CPI Inflator | Internal | Fixed Operation and Maintenance Expenses ($/kW-yr) | Hydrogen Fuel Cell with 40 hrs Storage | 159.8184 | 163.8139 | 175.5939 | 181.1638 | 185.4253 | 189.5665 | 193.8001 | 198.1283 | 202.4871 | 206.9418 | 211.4946 | 216.1474 | 220.9027 | 225.7626 | 230.7293 | 235.8054 | 240.9931 | 246.2949 | 251.7134 | 257.2511 | 262.9106 | 268.6947 | 274.606 | 280.6473 | 286.8215 | 293.1316 | 299.5805 | 306.1713 | 312.907 | 319.791 | 326.8264 | 334.0166 | 341.3649 | 348.875 | 356.5502 | 364.3943 | 372.411 | 380.604 | 388.9773 | 397.5348 | 406.2806 | 415.2188 | 424.3536 | 433.6894 | 443.2305 | 452.9816 | 462.9472 | 473.132 | 483.5409 | 494.1788 | 505.0508 | 516.1619 | 527.5175 | 539.1228 | 550.9835 | 563.1052 | 575.4935 | 588.1544 | 601.0938 | 614.3178 | 627.8328 | 641.6451 | 655.7613 | 670.1881 | 684.9322 | 700.0007 | 715.4007 | 731.1396 | 747.2246 | 763.6636 | 780.4642
CPI Inflator | Internal | Fixed Operation and Maintenance Expenses ($/kW-yr) | 7F.04 CT Frame Greenfield + amonia + storage |  |  | 15 | 15.4758 | 15.8398 | 16.1936 | 16.5552 | 16.925 | 17.2973 | 17.6779 | 18.0668 | 18.4643 | 18.8705 | 19.2856 | 19.7099 | 20.1435 | 20.5867 | 21.0396 | 21.5025 | 21.9755 | 22.459 | 22.9531 | 23.458 | 23.9741 | 24.5015 | 25.0406 | 25.5915 | 26.1545 | 26.7299 | 27.3179 | 27.9189 | 28.5332 | 29.1609 | 29.8024 | 30.4581 | 31.1282 | 31.813 | 32.5129 | 33.2281 | 33.9592 | 34.7063 | 35.4698 | 36.2501 | 37.0476 | 37.8627 | 38.6957 | 39.547 | 40.417 | 41.3062 | 42.2149 | 43.1436 | 44.0928 | 45.0628 | 46.0542 | 47.0674 | 48.1029 | 49.1612 | 50.2427 | 51.348 | 52.4777 | 53.6322 | 54.8121 | 56.018 | 57.2504 | 58.5099 | 59.7971 | 61.1126 | 62.4571 | 63.8312 | 65.2355 | 66.6706
Round-Trip Efficiency |  | Round-Trip Efficiency
| Internal | Round-Trip Efficiency | Distribution Scale 4hr Lithium-Ion | 86% | 86% | 86% | 86% | 86% | 86% | 86% | 86% | 86% | 86% | 86% | 86% | 86% | 86% | 86% | 86% | 86% | 86% | 86% | 86% | 86% | 86% | 86% | 86% | 86% | 86% | 86% | 86% | 86% | 86% | 86% | 86% | 86% | 86% | 86% | 86% | 86% | 86% | 86% | 86% | 86% | 86% | 86% | 86% | 86% | 86% | 86% | 86% | 86% | 86% | 86% | 86% | 86% | 86% | 86% | 86% | 86% | 86% | 86% | 86% | 86% | 86% | 86% | 86% | 86% | 86% | 86% | 86% | 86% | 86% | 86%
| Internal | Round-Trip Efficiency | Distribution Scale 8hr Lithium-Ion | 86% | 86% | 86% | 86% | 86% | 86% | 86% | 86% | 86% | 86% | 86% | 86% | 86% | 86% | 86% | 86% | 86% | 86% | 86% | 86% | 86% | 86% | 86% | 86% | 86% | 86% | 86% | 86% | 86% | 86% | 86% | 86% | 86% | 86% | 86% | 86% | 86% | 86% | 86% | 86% | 86% | 86% | 86% | 86% | 86% | 86% | 86% | 86% | 86% | 86% | 86% | 86% | 86% | 86% | 86% | 86% | 86% | 86% | 86% | 86% | 86% | 86% | 86% | 86% | 86% | 86% | 86% | 86% | 86% | 86% | 86%
| Internal | Round-Trip Efficiency | 4hr Lithium-Ion | 86% | 86% | 86% | 86% | 86% | 86% | 86% | 86% | 86% | 86% | 86% | 86% | 86% | 86% | 86% | 86% | 86% | 86% | 86% | 86% | 86% | 86% | 86% | 86% | 86% | 86% | 86% | 86% | 86% | 86% | 86% | 86% | 86% | 86% | 86% | 86% | 86% | 86% | 86% | 86% | 86% | 86% | 86% | 86% | 86% | 86% | 86% | 86% | 86% | 86% | 86% | 86% | 86% | 86% | 86% | 86% | 86% | 86% | 86% | 86% | 86% | 86% | 86% | 86% | 86% | 86% | 86% | 86% | 86% | 86% | 86%
| Internal | Round-Trip Efficiency | 8hr Lithium-Ion | 86% | 86% | 86% | 86% | 86% | 86% | 86% | 86% | 86% | 86% | 86% | 86% | 86% | 86% | 86% | 86% | 86% | 86% | 86% | 86% | 86% | 86% | 86% | 86% | 86% | 86% | 86% | 86% | 86% | 86% | 86% | 86% | 86% | 86% | 86% | 86% | 86% | 86% | 86% | 86% | 86% | 86% | 86% | 86% | 86% | 86% | 86% | 86% | 86% | 86% | 86% | 86% | 86% | 86% | 86% | 86% | 86% | 86% | 86% | 86% | 86% | 86% | 86% | 86% | 86% | 86% | 86% | 86% | 86% | 86% | 86%
| Internal | Round-Trip Efficiency | 16hr Lithium-Ion | 86% | 86% | 86% | 86% | 86% | 86% | 86% | 86% | 86% | 86% | 86% | 86% | 86% | 86% | 86% | 86% | 86% | 86% | 86% | 86% | 86% | 86% | 86% | 86% | 86% | 86% | 86% | 86% | 86% | 86% | 86% | 86% | 86% | 86% | 86% | 86% | 86% | 86% | 86% | 86% | 86% | 86% | 86% | 86% | 86% | 86% | 86% | 86% | 86% | 86% | 86% | 86% | 86% | 86% | 86% | 86% | 86% | 86% | 86% | 86% | 86% | 86% | 86% | 86% | 86% | 86% | 86% | 86% | 86% | 86% | 86%
| Internal | Round-Trip Efficiency | 4 hr Vanadium Flow Battery | 70% | 70% | 70% | 70% | 70% | 70% | 70% | 70% | 70% | 70% | 70% | 70% | 70% | 70% | 70% | 70% | 70% | 70% | 70% | 70% | 70% | 70% | 70% | 70% | 70% | 70% | 70% | 70% | 70% | 70% | 70% | 70% | 70% | 70% | 70% | 70% | 70% | 70% | 70% | 70% | 70% | 70% | 70% | 70% | 70% | 70% | 70% | 70% | 70% | 70% | 70% | 70% | 70% | 70% | 70% | 70% | 70% | 70% | 70% | 70% | 70% | 70% | 70% | 70% | 70% | 70% | 70% | 70% | 70% | 70% | 70%
| Internal | Round-Trip Efficiency | 4 hr Zinc Bromide Flow Battery | 67% | 67% | 67% | 67% | 67% | 67% | 67% | 67% | 67% | 67% | 67% | 67% | 67% | 67% | 67% | 67% | 67% | 67% | 67% | 67% | 67% | 67% | 67% | 67% | 67% | 67% | 67% | 67% | 67% | 67% | 67% | 67% | 67% | 67% | 67% | 67% | 67% | 67% | 67% | 67% | 67% | 67% | 67% | 67% | 67% | 67% | 67% | 67% | 67% | 67% | 67% | 67% | 67% | 67% | 67% | 67% | 67% | 67% | 67% | 67% | 67% | 67% | 67% | 67% | 67% | 67% | 67% | 67% | 67% | 67% | 67%
| Internal | Round-Trip Efficiency | 100hr Iron Oxide | 36.5% | 36.5% | 36.5% | 36.5% | 36.5% | 36.5% | 36.5% | 36.5% | 36.5% | 36.5% | 36.5% | 36.5% | 36.5% | 36.5% | 36.5% | 36.5% | 36.5% | 36.5% | 36.5% | 36.5% | 36.5% | 36.5% | 36.5% | 36.5% | 36.5% | 36.5% | 36.5% | 36.5% | 36.5% | 36.5% | 36.5% | 36.5% | 36.5% | 36.5% | 36.5% | 36.5% | 36.5% | 36.5% | 36.5% | 36.5% | 36.5% | 36.5% | 36.5% | 36.5% | 36.5% | 36.5% | 36.5% | 36.5% | 36.5% | 36.5% | 36.5% | 36.5% | 36.5% | 36.5% | 36.5% | 36.5% | 36.5% | 36.5% | 36.5% | 36.5% | 36.5% | 36.5% | 36.5% | 36.5% | 36.5% | 36.5% | 36.5% | 36.5% | 36.5% | 36.5% | 36.5%
| Internal | Round-Trip Efficiency | Liquid Air | 65% | 65% | 65% | 65% | 65% | 65% | 65% | 65% | 65% | 65% | 65% | 65% | 65% | 65% | 65% | 65% | 65% | 65% | 65% | 65% | 65% | 65% | 65% | 65% | 65% | 65% | 65% | 65% | 65% | 65% | 65% | 65% | 65% | 65% | 65% | 65% | 65% | 65% | 65% | 65% | 65% | 65% | 65% | 65% | 65% | 65% | 65% | 65% | 65% | 65% | 65% | 65% | 65% | 65% | 65% | 65% | 65% | 65% | 65% | 65% | 65% | 65% | 65% | 65% | 65% | 65% | 65% | 65% | 65% | 65% | 65%
| Internal | Round-Trip Efficiency | Pumped Hydro (8.5 hr/ 400 MW share) | 80% | 80% | 80% | 80% | 80% | 80% | 80% | 80% | 80% | 80% | 80% | 80% | 80% | 80% | 80% | 80% | 80% | 80% | 80% | 80% | 80% | 80% | 80% | 80% | 80% | 80% | 80% | 80% | 80% | 80% | 80% | 80% | 80% | 80% | 80% | 80% | 80% | 80% | 80% | 80% | 80% | 80% | 80% | 80% | 80% | 80% | 80% | 80% | 80% | 80% | 80% | 80% | 80% | 80% | 80% | 80% | 80% | 80% | 80% | 80% | 80% | 80% | 80% | 80% | 80% | 80% | 80% | 80% | 80% | 80% | 80%
| Internal | Round-Trip Efficiency | Pumped Hydro (16 hr/ 100 MW) | 80% | 80% | 80% | 80% | 80% | 80% | 80% | 80% | 80% | 80% | 80% | 80% | 80% | 80% | 80% | 80% | 80% | 80% | 80% | 80% | 80% | 80% | 80% | 80% | 80% | 80% | 80% | 80% | 80% | 80% | 80% | 80% | 80% | 80% | 80% | 80% | 80% | 80% | 80% | 80% | 80% | 80% | 80% | 80% | 80% | 80% | 80% | 80% | 80% | 80% | 80% | 80% | 80% | 80% | 80% | 80% | 80% | 80% | 80% | 80% | 80% | 80% | 80% | 80% | 80% | 80% | 80% | 80% | 80% | 80% | 80%
| Internal | Round-Trip Efficiency | Pumped Hyrdo (24 hr/ 100 MW) | 80% | 80% | 80% | 80% | 80% | 80% | 80% | 80% | 80% | 80% | 80% | 80% | 80% | 80% | 80% | 80% | 80% | 80% | 80% | 80% | 80% | 80% | 80% | 80% | 80% | 80% | 80% | 80% | 80% | 80% | 80% | 80% | 80% | 80% | 80% | 80% | 80% | 80% | 80% | 80% | 80% | 80% | 80% | 80% | 80% | 80% | 80% | 80% | 80% | 80% | 80% | 80% | 80% | 80% | 80% | 80% | 80% | 80% | 80% | 80% | 80% | 80% | 80% | 80% | 80% | 80% | 80% | 80% | 80% | 80% | 80%
ITC/PTC Schedules |  | ITC/PTC Schedules
| Inflation Reduction Act | ITC Schedule | Distribution Scale 4hr Lithium-Ion |  |  | 30% | 30% | 30% | 30% | 30% | 30% | 30% | 30% | 30% | 30% | 30% | 0% | 0% | 0% | 0% | 0% | 0% | 0% | 0% | 0% | 0% | 0% | 0% | 0% | 0% | 0% | 0% | 0% | 0% | 0% | 0% | 0% | 0% | 0% | 0% | 0% | 0% | 0% | 0% | 0% | 0% | 0% | 0% | 0% | 0% | 0% | 0% | 0% | 0% | 0% | 0% | 0% | 0% | 0% | 0% | 0% | 0% | 0% | 0% | 0% | 0% | 0% | 0% | 0% | 0% | 0% | 0% | 0% | 0%
| Inflation Reduction Act | ITC Schedule | Distribution Scale 8hr Lithium-Ion |  |  | 30% | 30% | 30% | 30% | 30% | 30% | 30% | 30% | 30% | 30% | 30% | 0% | 0% | 0% | 0% | 0% | 0% | 0% | 0% | 0% | 0% | 0% | 0% | 0% | 0% | 0% | 0% | 0% | 0% | 0% | 0% | 0% | 0% | 0% | 0% | 0% | 0% | 0% | 0% | 0% | 0% | 0% | 0% | 0% | 0% | 0% | 0% | 0% | 0% | 0% | 0% | 0% | 0% | 0% | 0% | 0% | 0% | 0% | 0% | 0% | 0% | 0% | 0% | 0% | 0% | 0% | 0% | 0% | 0%
| Inflation Reduction Act | ITC Schedule | 4hr Lithium-Ion |  |  | 30% | 30% | 30% | 30% | 30% | 30% | 30% | 30% | 30% | 30% | 30% | 0% | 0% | 0% | 0% | 0% | 0% | 0% | 0% | 0% | 0% | 0% | 0% | 0% | 0% | 0% | 0% | 0% | 0% | 0% | 0% | 0% | 0% | 0% | 0% | 0% | 0% | 0% | 0% | 0% | 0% | 0% | 0% | 0% | 0% | 0% | 0% | 0% | 0% | 0% | 0% | 0% | 0% | 0% | 0% | 0% | 0% | 0% | 0% | 0% | 0% | 0% | 0% | 0% | 0% | 0% | 0% | 0% | 0%
| Inflation Reduction Act | ITC Schedule | 8hr Lithium-Ion |  |  | 30% | 30% | 30% | 30% | 30% | 30% | 30% | 30% | 30% | 30% | 30% | 0% | 0% | 0% | 0% | 0% | 0% | 0% | 0% | 0% | 0% | 0% | 0% | 0% | 0% | 0% | 0% | 0% | 0% | 0% | 0% | 0% | 0% | 0% | 0% | 0% | 0% | 0% | 0% | 0% | 0% | 0% | 0% | 0% | 0% | 0% | 0% | 0% | 0% | 0% | 0% | 0% | 0% | 0% | 0% | 0% | 0% | 0% | 0% | 0% | 0% | 0% | 0% | 0% | 0% | 0% | 0% | 0% | 0%
| Inflation Reduction Act | ITC Schedule | 16hr Lithium-Ion |  |  | 30% | 30% | 30% | 30% | 30% | 30% | 30% | 30% | 30% | 30% | 30% | 0% | 0% | 0% | 0% | 0% | 0% | 0% | 0% | 0% | 0% | 0% | 0% | 0% | 0% | 0% | 0% | 0% | 0% | 0% | 0% | 0% | 0% | 0% | 0% | 0% | 0% | 0% | 0% | 0% | 0% | 0% | 0% | 0% | 0% | 0% | 0% | 0% | 0% | 0% | 0% | 0% | 0% | 0% | 0% | 0% | 0% | 0% | 0% | 0% | 0% | 0% | 0% | 0% | 0% | 0% | 0% | 0% | 0%
| Inflation Reduction Act | ITC Schedule | 4 hr Vanadium Flow Battery |  |  | 30% | 30% | 30% | 30% | 30% | 30% | 30% | 30% | 30% | 30% | 30% | 0% | 0% | 0% | 0% | 0% | 0% | 0% | 0% | 0% | 0% | 0% | 0% | 0% | 0% | 0% | 0% | 0% | 0% | 0% | 0% | 0% | 0% | 0% | 0% | 0% | 0% | 0% | 0% | 0% | 0% | 0% | 0% | 0% | 0% | 0% | 0% | 0% | 0% | 0% | 0% | 0% | 0% | 0% | 0% | 0% | 0% | 0% | 0% | 0% | 0% | 0% | 0% | 0% | 0% | 0% | 0% | 0% | 0%
| Inflation Reduction Act | ITC Schedule | 4 hr Zinc Bromide Flow Battery |  |  | 30% | 30% | 30% | 30% | 30% | 30% | 30% | 30% | 30% | 30% | 30% | 0% | 0% | 0% | 0% | 0% | 0% | 0% | 0% | 0% | 0% | 0% | 0% | 0% | 0% | 0% | 0% | 0% | 0% | 0% | 0% | 0% | 0% | 0% | 0% | 0% | 0% | 0% | 0% | 0% | 0% | 0% | 0% | 0% | 0% | 0% | 0% | 0% | 0% | 0% | 0% | 0% | 0% | 0% | 0% | 0% | 0% | 0% | 0% | 0% | 0% | 0% | 0% | 0% | 0% | 0% | 0% | 0% | 0%
| Inflation Reduction Act | ITC Schedule | 100hr Iron Oxide |  |  | 30% | 30% | 30% | 30% | 30% | 30% | 30% | 30% | 30% | 30% | 30% | 0% | 0% | 0% | 0% | 0% | 0% | 0% | 0% | 0% | 0% | 0% | 0% | 0% | 0% | 0% | 0% | 0% | 0% | 0% | 0% | 0% | 0% | 0% | 0% | 0% | 0% | 0% | 0% | 0% | 0% | 0% | 0% | 0% | 0% | 0% | 0% | 0% | 0% | 0% | 0% | 0% | 0% | 0% | 0% | 0% | 0% | 0% | 0% | 0% | 0% | 0% | 0% | 0% | 0% | 0% | 0% | 0% | 0%
| Inflation Reduction Act | ITC Schedule | Liquid Air |  |  | 30% | 30% | 30% | 30% | 30% | 30% | 30% | 30% | 30% | 30% | 30% | 0% | 0% | 0% | 0% | 0% | 0% | 0% | 0% | 0% | 0% | 0% | 0% | 0% | 0% | 0% | 0% | 0% | 0% | 0% | 0% | 0% | 0% | 0% | 0% | 0% | 0% | 0% | 0% | 0% | 0% | 0% | 0% | 0% | 0% | 0% | 0% | 0% | 0% | 0% | 0% | 0% | 0% | 0% | 0% | 0% | 0% | 0% | 0% | 0% | 0% | 0% | 0% | 0% | 0% | 0% | 0% | 0% | 0%
| Inflation Reduction Act | ITC Schedule | Pumped Hydro (8.5 hr/ 400 MW share) |  |  | 30% | 30% | 30% | 30% | 30% | 30% | 30% | 30% | 30% | 30% | 30% | 0% | 0% | 0% | 0% | 0% | 0% | 0% | 0% | 0% | 0% | 0% | 0% | 0% | 0% | 0% | 0% | 0% | 0% | 0% | 0% | 0% | 0% | 0% | 0% | 0% | 0% | 0% | 0% | 0% | 0% | 0% | 0% | 0% | 0% | 0% | 0% | 0% | 0% | 0% | 0% | 0% | 0% | 0% | 0% | 0% | 0% | 0% | 0% | 0% | 0% | 0% | 0% | 0% | 0% | 0% | 0% | 0% | 0%
| Inflation Reduction Act | ITC Schedule | Pumped Hydro (16 hr/ 100 MW) |  |  | 30% | 30% | 30% | 30% | 30% | 30% | 30% | 30% | 30% | 30% | 30% | 0% | 0% | 0% | 0% | 0% | 0% | 0% | 0% | 0% | 0% | 0% | 0% | 0% | 0% | 0% | 0% | 0% | 0% | 0% | 0% | 0% | 0% | 0% | 0% | 0% | 0% | 0% | 0% | 0% | 0% | 0% | 0% | 0% | 0% | 0% | 0% | 0% | 0% | 0% | 0% | 0% | 0% | 0% | 0% | 0% | 0% | 0% | 0% | 0% | 0% | 0% | 0% | 0% | 0% | 0% | 0% | 0% | 0%
| Inflation Reduction Act | ITC Schedule | Pumped Hyrdo (24 hr/ 100 MW) |  |  | 30% | 30% | 30% | 30% | 30% | 30% | 30% | 30% | 30% | 30% | 30% | 0% | 0% | 0% | 0% | 0% | 0% | 0% | 0% | 0% | 0% | 0% | 0% | 0% | 0% | 0% | 0% | 0% | 0% | 0% | 0% | 0% | 0% | 0% | 0% | 0% | 0% | 0% | 0% | 0% | 0% | 0% | 0% | 0% | 0% | 0% | 0% | 0% | 0% | 0% | 0% | 0% | 0% | 0% | 0% | 0% | 0% | 0% | 0% | 0% | 0% | 0% | 0% | 0% | 0% | 0% | 0% | 0% | 0%
| Inflation Reduction Act | PTC Schedule | Wood Biomass |  |  | 100% | 100% | 100% | 100% | 100% | 100% | 100% | 100% | 100% | 100% | 100% | 60% | 40% | 0% | 0% | 0% | 0% | 0% | 0% | 0% | 0% | 0% | 0% | 0% | 0% | 0% | 0% | 0% | 0% | 0% | 0% | 0% | 0% | 0% | 0% | 0% | 0% | 0% | 0% | 0% | 0% | 0% | 0% | 0% | 0% | 0% | 0% | 0% | 0% | 0% | 0% | 0% | 0% | 0% | 0% | 0% | 0% | 0% | 0% | 0% | 0% | 0% | 0% | 0% | 0% | 0% | 0% | 0% | 0%
| Inflation Reduction Act | 0 | Rathdrum CT 2055 Uprates two unit operation | bar: 2022 to 2090
| Inflation Reduction Act | 0 | Rathdrum CT: Inlet Evaporation 2 unit operation | bar: 2022 to 2090
| Inflation Reduction Act | ITC Schedule | New Residential Solar |  |  | 40% | 40% | 40% | 40% | 40% | 40% | 40% | 40% | 40% | 40% | 40% | 36% | 32% | 0% | 0% | 0% | 0% | 0% | 0% | 0% | 0% | 0% | 0% | 0% | 0% | 0% | 0% | 0% | 0% | 0% | 0% | 0% | 0% | 0% | 0% | 0% | 0% | 0% | 0% | 0% | 0% | 0% | 0% | 0% | 0% | 0% | 0% | 0% | 0% | 0% | 0% | 0% | 0% | 0% | 0% | 0% | 0% | 0% | 0% | 0% | 0% | 0% | 0% | 0% | 0% | 0% | 0% | 0% | 0%
| Inflation Reduction Act | ITC Schedule | New Residential Solar + Storage |  |  | 40% | 40% | 40% | 40% | 40% | 40% | 40% | 40% | 40% | 40% | 40% | 36% | 32% | 0% | 0% | 0% | 0% | 0% | 0% | 0% | 0% | 0% | 0% | 0% | 0% | 0% | 0% | 0% | 0% | 0% | 0% | 0% | 0% | 0% | 0% | 0% | 0% | 0% | 0% | 0% | 0% | 0% | 0% | 0% | 0% | 0% | 0% | 0% | 0% | 0% | 0% | 0% | 0% | 0% | 0% | 0% | 0% | 0% | 0% | 0% | 0% | 0% | 0% | 0% | 0% | 0% | 0% | 0% | 0%
| Inflation Reduction Act | ITC Schedule | Existing Residential Solar |  |  | 40% | 40% | 40% | 40% | 40% | 40% | 40% | 40% | 40% | 40% | 40% | 36% | 32% | 0% | 0% | 0% | 0% | 0% | 0% | 0% | 0% | 0% | 0% | 0% | 0% | 0% | 0% | 0% | 0% | 0% | 0% | 0% | 0% | 0% | 0% | 0% | 0% | 0% | 0% | 0% | 0% | 0% | 0% | 0% | 0% | 0% | 0% | 0% | 0% | 0% | 0% | 0% | 0% | 0% | 0% | 0% | 0% | 0% | 0% | 0% | 0% | 0% | 0% | 0% | 0% | 0% | 0% | 0% | 0%
| Inflation Reduction Act | ITC Schedule | Existing Residential Solar + Storage |  |  | 40% | 40% | 40% | 40% | 40% | 40% | 40% | 40% | 40% | 40% | 40% | 36% | 32% | 0% | 0% | 0% | 0% | 0% | 0% | 0% | 0% | 0% | 0% | 0% | 0% | 0% | 0% | 0% | 0% | 0% | 0% | 0% | 0% | 0% | 0% | 0% | 0% | 0% | 0% | 0% | 0% | 0% | 0% | 0% | 0% | 0% | 0% | 0% | 0% | 0% | 0% | 0% | 0% | 0% | 0% | 0% | 0% | 0% | 0% | 0% | 0% | 0% | 0% | 0% | 0% | 0% | 0% | 0% | 0%
| Inflation Reduction Act | ITC Schedule | Commercial Solar |  |  | 30% | 30% | 30% | 30% | 30% | 30% | 30% | 30% | 30% | 30% | 30% | 26% | 22% | 10% | 10% | 10% | 10% | 10% | 10% | 10% | 10% | 10% | 10% | 10% | 10% | 10% | 10% | 10% | 10% | 10% | 10% | 10% | 10% | 10% | 10% | 10% | 10% | 10% | 10% | 10% | 10% | 10% | 10% | 10% | 10% | 10% | 10% | 10% | 10% | 10% | 10% | 10% | 10% | 10% | 10% | 10% | 10% | 10% | 10% | 10% | 10% | 10% | 10% | 10% | 10% | 10% | 10% | 10% | 10%
| Inflation Reduction Act | ITC Schedule | Commercial Solar + Storage |  |  | 30% | 30% | 30% | 30% | 30% | 30% | 30% | 30% | 30% | 30% | 30% | 26% | 22% | 10% | 10% | 10% | 10% | 10% | 10% | 10% | 10% | 10% | 10% | 10% | 10% | 10% | 10% | 10% | 10% | 10% | 10% | 10% | 10% | 10% | 10% | 10% | 10% | 10% | 10% | 10% | 10% | 10% | 10% | 10% | 10% | 10% | 10% | 10% | 10% | 10% | 10% | 10% | 10% | 10% | 10% | 10% | 10% | 10% | 10% | 10% | 10% | 10% | 10% | 10% | 10% | 10% | 10% | 10% | 10%
| Inflation Reduction Act | ITC Schedule | Solar Photovoltaic Fixed Array (5 MW AC) |  |  | 30% | 30% | 30% | 30% | 30% | 30% | 30% | 30% | 30% | 30% | 30% | 26% | 22% | 10% | 10% | 10% | 10% | 10% | 10% | 10% | 10% | 10% | 10% | 10% | 10% | 10% | 10% | 10% | 10% | 10% | 10% | 10% | 10% | 10% | 10% | 10% | 10% | 10% | 10% | 10% | 10% | 10% | 10% | 10% | 10% | 10% | 10% | 10% | 10% | 10% | 10% | 10% | 10% | 10% | 10% | 10% | 10% | 10% | 10% | 10% | 10% | 10% | 10% | 10% | 10% | 10% | 10% | 10% | 10%
| Inflation Reduction Act | ITC Schedule | Solar Photovoltaic Fixed Array (5 MW AC) + Storage |  |  | 30% | 30% | 30% | 30% | 30% | 30% | 30% | 30% | 30% | 30% | 30% | 26% | 22% | 10% | 10% | 10% | 10% | 10% | 10% | 10% | 10% | 10% | 10% | 10% | 10% | 10% | 10% | 10% | 10% | 10% | 10% | 10% | 10% | 10% | 10% | 10% | 10% | 10% | 10% | 10% | 10% | 10% | 10% | 10% | 10% | 10% | 10% | 10% | 10% | 10% | 10% | 10% | 10% | 10% | 10% | 10% | 10% | 10% | 10% | 10% | 10% | 10% | 10% | 10% | 10% | 10% | 10% | 10% | 10%
| Inflation Reduction Act | ITC Schedule | Solar Photovoltaic w/Single Axis Tracking (100 MW AC) |  |  | 30% | 30% | 30% | 30% | 30% | 30% | 30% | 30% | 30% | 30% | 30% | 26% | 22% | 10% | 10% | 10% | 10% | 10% | 10% | 10% | 10% | 10% | 10% | 10% | 10% | 10% | 10% | 10% | 10% | 10% | 10% | 10% | 10% | 10% | 10% | 10% | 10% | 10% | 10% | 10% | 10% | 10% | 10% | 10% | 10% | 10% | 10% | 10% | 10% | 10% | 10% | 10% | 10% | 10% | 10% | 10% | 10% | 10% | 10% | 10% | 10% | 10% | 10% | 10% | 10% | 10% | 10% | 10% | 10%
| Inflation Reduction Act | ITC Schedule | Southern NW Solar Photovoltaic w/ Single Axis Tracking (100 MW AC) |  |  | 30% | 30% | 30% | 30% | 30% | 30% | 30% | 30% | 30% | 30% | 30% | 26% | 22% | 10% | 10% | 10% | 10% | 10% | 10% | 10% | 10% | 10% | 10% | 10% | 10% | 10% | 10% | 10% | 10% | 10% | 10% | 10% | 10% | 10% | 10% | 10% | 10% | 10% | 10% | 10% | 10% | 10% | 10% | 10% | 10% | 10% | 10% | 10% | 10% | 10% | 10% | 10% | 10% | 10% | 10% | 10% | 10% | 10% | 10% | 10% | 10% | 10% | 10% | 10% | 10% | 10% | 10% | 10% | 10%
| Inflation Reduction Act | ITC Schedule | 100 MW/400 MWh Lithium-ion w/Solar |  |  | 30% | 30% | 30% | 30% | 30% | 30% | 30% | 30% | 30% | 30% | 30% | 26% | 22% | 10% | 10% | 10% | 10% | 10% | 10% | 10% | 10% | 10% | 10% | 10% | 10% | 10% | 10% | 10% | 10% | 10% | 10% | 10% | 10% | 10% | 10% | 10% | 10% | 10% | 10% | 10% | 10% | 10% | 10% | 10% | 10% | 10% | 10% | 10% | 10% | 10% | 10% | 10% | 10% | 10% | 10% | 10% | 10% | 10% | 10% | 10% | 10% | 10% | 10% | 10% | 10% | 10% | 10% | 10% | 10%
| Inflation Reduction Act | ITC Schedule | 100 MW/200 MWh Lithium-ion w/Solar |  |  | 30% | 30% | 30% | 30% | 30% | 30% | 30% | 30% | 30% | 30% | 30% | 26% | 22% | 10% | 10% | 10% | 10% | 10% | 10% | 10% | 10% | 10% | 10% | 10% | 10% | 10% | 10% | 10% | 10% | 10% | 10% | 10% | 10% | 10% | 10% | 10% | 10% | 10% | 10% | 10% | 10% | 10% | 10% | 10% | 10% | 10% | 10% | 10% | 10% | 10% | 10% | 10% | 10% | 10% | 10% | 10% | 10% | 10% | 10% | 10% | 10% | 10% | 10% | 10% | 10% | 10% | 10% | 10% | 10%
| Inflation Reduction Act | ITC Schedule | 50 MW/200 MWh Lithium-ion w/Solar |  |  | 30% | 30% | 30% | 30% | 30% | 30% | 30% | 30% | 30% | 30% | 30% | 26% | 22% | 10% | 10% | 10% | 10% | 10% | 10% | 10% | 10% | 10% | 10% | 10% | 10% | 10% | 10% | 10% | 10% | 10% | 10% | 10% | 10% | 10% | 10% | 10% | 10% | 10% | 10% | 10% | 10% | 10% | 10% | 10% | 10% | 10% | 10% | 10% | 10% | 10% | 10% | 10% | 10% | 10% | 10% | 10% | 10% | 10% | 10% | 10% | 10% | 10% | 10% | 10% | 10% | 10% | 10% | 10% | 10%
| Inflation Reduction Act | PTC Schedule | New Residential Solar |  |  | 100% | 100% | 100% | 100% | 100% | 100% | 100% | 100% | 100% | 100% | 100% | 60% | 40% | 0% | 0% | 0% | 0% | 0% | 0% | 0% | 0% | 0% | 0% | 0% | 0% | 0% | 0% | 0% | 0% | 0% | 0% | 0% | 0% | 0% | 0% | 0% | 0% | 0% | 0% | 0% | 0% | 0% | 0% | 0% | 0% | 0% | 0% | 0% | 0% | 0% | 0% | 0% | 0% | 0% | 0% | 0% | 0% | 0% | 0% | 0% | 0% | 0% | 0% | 0% | 0% | 0% | 0% | 0% | 0%
| Inflation Reduction Act | PTC Schedule | New Residential Solar + Storage |  |  | 100% | 100% | 100% | 100% | 100% | 100% | 100% | 100% | 100% | 100% | 100% | 60% | 40% | 0% | 0% | 0% | 0% | 0% | 0% | 0% | 0% | 0% | 0% | 0% | 0% | 0% | 0% | 0% | 0% | 0% | 0% | 0% | 0% | 0% | 0% | 0% | 0% | 0% | 0% | 0% | 0% | 0% | 0% | 0% | 0% | 0% | 0% | 0% | 0% | 0% | 0% | 0% | 0% | 0% | 0% | 0% | 0% | 0% | 0% | 0% | 0% | 0% | 0% | 0% | 0% | 0% | 0% | 0% | 0%
| Inflation Reduction Act | PTC Schedule | Existing Residential Solar |  |  | 100% | 100% | 100% | 100% | 100% | 100% | 100% | 100% | 100% | 100% | 100% | 60% | 40% | 0% | 0% | 0% | 0% | 0% | 0% | 0% | 0% | 0% | 0% | 0% | 0% | 0% | 0% | 0% | 0% | 0% | 0% | 0% | 0% | 0% | 0% | 0% | 0% | 0% | 0% | 0% | 0% | 0% | 0% | 0% | 0% | 0% | 0% | 0% | 0% | 0% | 0% | 0% | 0% | 0% | 0% | 0% | 0% | 0% | 0% | 0% | 0% | 0% | 0% | 0% | 0% | 0% | 0% | 0% | 0%
| Inflation Reduction Act | PTC Schedule | Existing Residential Solar + Storage |  |  | 100% | 100% | 100% | 100% | 100% | 100% | 100% | 100% | 100% | 100% | 100% | 60% | 40% | 0% | 0% | 0% | 0% | 0% | 0% | 0% | 0% | 0% | 0% | 0% | 0% | 0% | 0% | 0% | 0% | 0% | 0% | 0% | 0% | 0% | 0% | 0% | 0% | 0% | 0% | 0% | 0% | 0% | 0% | 0% | 0% | 0% | 0% | 0% | 0% | 0% | 0% | 0% | 0% | 0% | 0% | 0% | 0% | 0% | 0% | 0% | 0% | 0% | 0% | 0% | 0% | 0% | 0% | 0% | 0%
| Inflation Reduction Act | PTC Schedule | Commercial Solar |  |  | 100% | 100% | 100% | 100% | 100% | 100% | 100% | 100% | 100% | 100% | 100% | 60% | 40% | 0% | 0% | 0% | 0% | 0% | 0% | 0% | 0% | 0% | 0% | 0% | 0% | 0% | 0% | 0% | 0% | 0% | 0% | 0% | 0% | 0% | 0% | 0% | 0% | 0% | 0% | 0% | 0% | 0% | 0% | 0% | 0% | 0% | 0% | 0% | 0% | 0% | 0% | 0% | 0% | 0% | 0% | 0% | 0% | 0% | 0% | 0% | 0% | 0% | 0% | 0% | 0% | 0% | 0% | 0% | 0%
| Inflation Reduction Act | PTC Schedule | Commercial Solar + Storage |  |  | 100% | 100% | 100% | 100% | 100% | 100% | 100% | 100% | 100% | 100% | 100% | 60% | 40% | 0% | 0% | 0% | 0% | 0% | 0% | 0% | 0% | 0% | 0% | 0% | 0% | 0% | 0% | 0% | 0% | 0% | 0% | 0% | 0% | 0% | 0% | 0% | 0% | 0% | 0% | 0% | 0% | 0% | 0% | 0% | 0% | 0% | 0% | 0% | 0% | 0% | 0% | 0% | 0% | 0% | 0% | 0% | 0% | 0% | 0% | 0% | 0% | 0% | 0% | 0% | 0% | 0% | 0% | 0% | 0%
| Inflation Reduction Act | PTC Schedule | Solar Photovoltaic Fixed Array (5 MW AC) |  |  | 100% | 100% | 100% | 100% | 100% | 100% | 100% | 100% | 100% | 100% | 100% | 60% | 40% | 0% | 0% | 0% | 0% | 0% | 0% | 0% | 0% | 0% | 0% | 0% | 0% | 0% | 0% | 0% | 0% | 0% | 0% | 0% | 0% | 0% | 0% | 0% | 0% | 0% | 0% | 0% | 0% | 0% | 0% | 0% | 0% | 0% | 0% | 0% | 0% | 0% | 0% | 0% | 0% | 0% | 0% | 0% | 0% | 0% | 0% | 0% | 0% | 0% | 0% | 0% | 0% | 0% | 0% | 0% | 0%
| Inflation Reduction Act | PTC Schedule | Solar Photovoltaic Fixed Array (5 MW AC) + Storage |  |  | 100% | 100% | 100% | 100% | 100% | 100% | 100% | 100% | 100% | 100% | 100% | 60% | 40% | 0% | 0% | 0% | 0% | 0% | 0% | 0% | 0% | 0% | 0% | 0% | 0% | 0% | 0% | 0% | 0% | 0% | 0% | 0% | 0% | 0% | 0% | 0% | 0% | 0% | 0% | 0% | 0% | 0% | 0% | 0% | 0% | 0% | 0% | 0% | 0% | 0% | 0% | 0% | 0% | 0% | 0% | 0% | 0% | 0% | 0% | 0% | 0% | 0% | 0% | 0% | 0% | 0% | 0% | 0% | 0%
| Inflation Reduction Act | PTC Schedule | Solar Photovoltaic w/Single Axis Tracking (100 MW AC) |  |  | 100% | 100% | 100% | 100% | 100% | 100% | 100% | 100% | 100% | 100% | 100% | 60% | 40% | 0% | 0% | 0% | 0% | 0% | 0% | 0% | 0% | 0% | 0% | 0% | 0% | 0% | 0% | 0% | 0% | 0% | 0% | 0% | 0% | 0% | 0% | 0% | 0% | 0% | 0% | 0% | 0% | 0% | 0% | 0% | 0% | 0% | 0% | 0% | 0% | 0% | 0% | 0% | 0% | 0% | 0% | 0% | 0% | 0% | 0% | 0% | 0% | 0% | 0% | 0% | 0% | 0% | 0% | 0% | 0%
| Inflation Reduction Act | PTC Schedule | Southern NW Solar Photovoltaic w/ Single Axis Tracking (100 MW AC) |  |  | 100% | 100% | 100% | 100% | 100% | 100% | 100% | 100% | 100% | 100% | 100% | 60% | 40% | 0% | 0% | 0% | 0% | 0% | 0% | 0% | 0% | 0% | 0% | 0% | 0% | 0% | 0% | 0% | 0% | 0% | 0% | 0% | 0% | 0% | 0% | 0% | 0% | 0% | 0% | 0% | 0% | 0% | 0% | 0% | 0% | 0% | 0% | 0% | 0% | 0% | 0% | 0% | 0% | 0% | 0% | 0% | 0% | 0% | 0% | 0% | 0% | 0% | 0% | 0% | 0% | 0% | 0% | 0% | 0%
| Inflation Reduction Act | PTC Schedule | 100 MW/400 MWh Lithium-ion w/Solar |  |  | 100% | 100% | 100% | 100% | 100% | 100% | 100% | 100% | 100% | 100% | 100% | 60% | 40% | 0% | 0% | 0% | 0% | 0% | 0% | 0% | 0% | 0% | 0% | 0% | 0% | 0% | 0% | 0% | 0% | 0% | 0% | 0% | 0% | 0% | 0% | 0% | 0% | 0% | 0% | 0% | 0% | 0% | 0% | 0% | 0% | 0% | 0% | 0% | 0% | 0% | 0% | 0% | 0% | 0% | 0% | 0% | 0% | 0% | 0% | 0% | 0% | 0% | 0% | 0% | 0% | 0% | 0% | 0% | 0%
| Inflation Reduction Act | PTC Schedule | 100 MW/200 MWh Lithium-ion w/Solar |  |  | 100% | 100% | 100% | 100% | 100% | 100% | 100% | 100% | 100% | 100% | 100% | 60% | 40% | 0% | 0% | 0% | 0% | 0% | 0% | 0% | 0% | 0% | 0% | 0% | 0% | 0% | 0% | 0% | 0% | 0% | 0% | 0% | 0% | 0% | 0% | 0% | 0% | 0% | 0% | 0% | 0% | 0% | 0% | 0% | 0% | 0% | 0% | 0% | 0% | 0% | 0% | 0% | 0% | 0% | 0% | 0% | 0% | 0% | 0% | 0% | 0% | 0% | 0% | 0% | 0% | 0% | 0% | 0% | 0%
| Inflation Reduction Act | PTC Schedule | 50 MW/200 MWh Lithium-ion w/Solar |  |  | 100% | 100% | 100% | 100% | 100% | 100% | 100% | 100% | 100% | 100% | 100% | 60% | 40% | 0% | 0% | 0% | 0% | 0% | 0% | 0% | 0% | 0% | 0% | 0% | 0% | 0% | 0% | 0% | 0% | 0% | 0% | 0% | 0% | 0% | 0% | 0% | 0% | 0% | 0% | 0% | 0% | 0% | 0% | 0% | 0% | 0% | 0% | 0% | 0% | 0% | 0% | 0% | 0% | 0% | 0% | 0% | 0% | 0% | 0% | 0% | 0% | 0% | 0% | 0% | 0% | 0% | 0% | 0% | 0%
| Inflation Reduction Act | PTC Schedule | NW Wind On System (Share) |  |  | 100% | 100% | 100% | 100% | 100% | 100% | 100% | 100% | 100% | 100% | 100% | 60% | 40% | 0% | 0% | 0% | 0% | 0% | 0% | 0% | 0% | 0% | 0% | 0% | 0% | 0% | 0% | 0% | 0% | 0% | 0% | 0% | 0% | 0% | 0% | 0% | 0% | 0% | 0% | 0% | 0% | 0% | 0% | 0% | 0% | 0% | 0% | 0% | 0% | 0% | 0% | 0% | 0% | 0% | 0% | 0% | 0% | 0% | 0% | 0% | 0% | 0% | 0% | 0% | 0% | 0% | 0% | 0% | 0%
| Inflation Reduction Act | PTC Schedule | NW Wind Off System |  |  | 100% | 100% | 100% | 100% | 100% | 100% | 100% | 100% | 100% | 100% | 100% | 60% | 40% | 0% | 0% | 0% | 0% | 0% | 0% | 0% | 0% | 0% | 0% | 0% | 0% | 0% | 0% | 0% | 0% | 0% | 0% | 0% | 0% | 0% | 0% | 0% | 0% | 0% | 0% | 0% | 0% | 0% | 0% | 0% | 0% | 0% | 0% | 0% | 0% | 0% | 0% | 0% | 0% | 0% | 0% | 0% | 0% | 0% | 0% | 0% | 0% | 0% | 0% | 0% | 0% | 0% | 0% | 0% | 0%
| Inflation Reduction Act | PTC Schedule | Wind Montana |  |  | 100% | 100% | 100% | 100% | 100% | 100% | 100% | 100% | 100% | 100% | 100% | 60% | 40% | 0% | 0% | 0% | 0% | 0% | 0% | 0% | 0% | 0% | 0% | 0% | 0% | 0% | 0% | 0% | 0% | 0% | 0% | 0% | 0% | 0% | 0% | 0% | 0% | 0% | 0% | 0% | 0% | 0% | 0% | 0% | 0% | 0% | 0% | 0% | 0% | 0% | 0% | 0% | 0% | 0% | 0% | 0% | 0% | 0% | 0% | 0% | 0% | 0% | 0% | 0% | 0% | 0% | 0% | 0% | 0%
| Inflation Reduction Act | PTC Schedule | Off Shore Wind (Share) |  |  | 100% | 100% | 100% | 100% | 100% | 100% | 100% | 100% | 100% | 100% | 100% | 60% | 40% | 0% | 0% | 0% | 0% | 0% | 0% | 0% | 0% | 0% | 0% | 0% | 0% | 0% | 0% | 0% | 0% | 0% | 0% | 0% | 0% | 0% | 0% | 0% | 0% | 0% | 0% | 0% | 0% | 0% | 0% | 0% | 0% | 0% | 0% | 0% | 0% | 0% | 0% | 0% | 0% | 0% | 0% | 0% | 0% | 0% | 0% | 0% | 0% | 0% | 0% | 0% | 0% | 0% | 0% | 0% | 0%
| Inflation Reduction Act | PTC Schedule | Small Modular Reactor (share) |  |  | 100% | 100% | 100% | 100% | 100% | 100% | 100% | 100% | 100% | 100% | 100% | 60% | 40% | 0% | 0% | 0% | 0% | 0% | 0% | 0% | 0% | 0% | 0% | 0% | 0% | 0% | 0% | 0% | 0% | 0% | 0% | 0% | 0% | 0% | 0% | 0% | 0% | 0% | 0% | 0% | 0% | 0% | 0% | 0% | 0% | 0% | 0% | 0% | 0% | 0% | 0% | 0% | 0% | 0% | 0% | 0% | 0% | 0% | 0% | 0% | 0% | 0% | 0% | 0% | 0% | 0% | 0% | 0% | 0%
| Inflation Reduction Act | PTC Schedule | Geothermal (Off System) |  |  | 100% | 100% | 100% | 100% | 100% | 100% | 100% | 100% | 100% | 100% | 100% | 60% | 40% | 0% | 0% | 0% | 0% | 0% | 0% | 0% | 0% | 0% | 0% | 0% | 0% | 0% | 0% | 0% | 0% | 0% | 0% | 0% | 0% | 0% | 0% | 0% | 0% | 0% | 0% | 0% | 0% | 0% | 0% | 0% | 0% | 0% | 0% | 0% | 0% | 0% | 0% | 0% | 0% | 0% | 0% | 0% | 0% | 0% | 0% | 0% | 0% | 0% | 0% | 0% | 0% | 0% | 0% | 0% | 0%
| Inflation Reduction Act | 0 | 7F.04 CT Frame Greenfield | bar: 2022 to 2090
| Inflation Reduction Act | 0 | Reciprocating Engine (ICE) Machine | bar: 2022 to 2090
| Inflation Reduction Act | 0 | NG CCCT (1x1 w/DF) | bar: 2022 to 2090
| Inflation Reduction Act | 0 | Hydrogen Fuel Cell with 40 hrs Storage | bar: 2022 to 2090
| Inflation Reduction Act | 0 | 7F.04 CT Frame Greenfield + amonia + storage | bar: 2022 to 2090
PTC Value ($/MWh) |  | PTC Value ($/MWh)
| Inflation Reduction Act | PTC Value ($/MWh) | Distribution Scale 4hr Lithium-Ion |  |  | 0 | 0 | 0 | 0 | 0 | 0 | 0 | 0 | 0 | 0 | 0 | 0 | 0 | 0 | 0 | 0 | 0 | 0 | 0 | 0 | 0 | 0 | 0 | 0 | 0 | 0 | 0 | 0 | 0 | 0 | 0 | 0 | 0 | 0 | 0 | 0 | 0 | 0 | 0 | 0 | 0 | 0 | 0 | 0 | 0 | 0 | 0 | 0 | 0 | 0 | 0 | 0 | 0 | 0 | 0 | 0 | 0 | 0 | 0 | 0 | 0 | 0 | 0 | 0 | 0 | 0 | 0 | 0 | 0
| Inflation Reduction Act | PTC Value ($/MWh) | Distribution Scale 8hr Lithium-Ion |  |  | 0 | 0 | 0 | 0 | 0 | 0 | 0 | 0 | 0 | 0 | 0 | 0 | 0 | 0 | 0 | 0 | 0 | 0 | 0 | 0 | 0 | 0 | 0 | 0 | 0 | 0 | 0 | 0 | 0 | 0 | 0 | 0 | 0 | 0 | 0 | 0 | 0 | 0 | 0 | 0 | 0 | 0 | 0 | 0 | 0 | 0 | 0 | 0 | 0 | 0 | 0 | 0 | 0 | 0 | 0 | 0 | 0 | 0 | 0 | 0 | 0 | 0 | 0 | 0 | 0 | 0 | 0 | 0 | 0
| Inflation Reduction Act | PTC Value ($/MWh) | 4hr Lithium-Ion |  |  | 0 | 0 | 0 | 0 | 0 | 0 | 0 | 0 | 0 | 0 | 0 | 0 | 0 | 0 | 0 | 0 | 0 | 0 | 0 | 0 | 0 | 0 | 0 | 0 | 0 | 0 | 0 | 0 | 0 | 0 | 0 | 0 | 0 | 0 | 0 | 0 | 0 | 0 | 0 | 0 | 0 | 0 | 0 | 0 | 0 | 0 | 0 | 0 | 0 | 0 | 0 | 0 | 0 | 0 | 0 | 0 | 0 | 0 | 0 | 0 | 0 | 0 | 0 | 0 | 0 | 0 | 0 | 0 | 0
| Inflation Reduction Act | PTC Value ($/MWh) | 8hr Lithium-Ion |  |  | 0 | 0 | 0 | 0 | 0 | 0 | 0 | 0 | 0 | 0 | 0 | 0 | 0 | 0 | 0 | 0 | 0 | 0 | 0 | 0 | 0 | 0 | 0 | 0 | 0 | 0 | 0 | 0 | 0 | 0 | 0 | 0 | 0 | 0 | 0 | 0 | 0 | 0 | 0 | 0 | 0 | 0 | 0 | 0 | 0 | 0 | 0 | 0 | 0 | 0 | 0 | 0 | 0 | 0 | 0 | 0 | 0 | 0 | 0 | 0 | 0 | 0 | 0 | 0 | 0 | 0 | 0 | 0 | 0
| Inflation Reduction Act | PTC Value ($/MWh) | 16hr Lithium-Ion |  |  | 0 | 0 | 0 | 0 | 0 | 0 | 0 | 0 | 0 | 0 | 0 | 0 | 0 | 0 | 0 | 0 | 0 | 0 | 0 | 0 | 0 | 0 | 0 | 0 | 0 | 0 | 0 | 0 | 0 | 0 | 0 | 0 | 0 | 0 | 0 | 0 | 0 | 0 | 0 | 0 | 0 | 0 | 0 | 0 | 0 | 0 | 0 | 0 | 0 | 0 | 0 | 0 | 0 | 0 | 0 | 0 | 0 | 0 | 0 | 0 | 0 | 0 | 0 | 0 | 0 | 0 | 0 | 0 | 0
| Inflation Reduction Act | PTC Value ($/MWh) | 4 hr Vanadium Flow Battery |  |  | 0 | 0 | 0 | 0 | 0 | 0 | 0 | 0 | 0 | 0 | 0 | 0 | 0 | 0 | 0 | 0 | 0 | 0 | 0 | 0 | 0 | 0 | 0 | 0 | 0 | 0 | 0 | 0 | 0 | 0 | 0 | 0 | 0 | 0 | 0 | 0 | 0 | 0 | 0 | 0 | 0 | 0 | 0 | 0 | 0 | 0 | 0 | 0 | 0 | 0 | 0 | 0 | 0 | 0 | 0 | 0 | 0 | 0 | 0 | 0 | 0 | 0 | 0 | 0 | 0 | 0 | 0 | 0 | 0
| Inflation Reduction Act | PTC Value ($/MWh) | 4 hr Zinc Bromide Flow Battery |  |  | 0 | 0 | 0 | 0 | 0 | 0 | 0 | 0 | 0 | 0 | 0 | 0 | 0 | 0 | 0 | 0 | 0 | 0 | 0 | 0 | 0 | 0 | 0 | 0 | 0 | 0 | 0 | 0 | 0 | 0 | 0 | 0 | 0 | 0 | 0 | 0 | 0 | 0 | 0 | 0 | 0 | 0 | 0 | 0 | 0 | 0 | 0 | 0 | 0 | 0 | 0 | 0 | 0 | 0 | 0 | 0 | 0 | 0 | 0 | 0 | 0 | 0 | 0 | 0 | 0 | 0 | 0 | 0 | 0
| Inflation Reduction Act | PTC Value ($/MWh) | 100hr Iron Oxide |  |  | 0 | 0 | 0 | 0 | 0 | 0 | 0 | 0 | 0 | 0 | 0 | 0 | 0 | 0 | 0 | 0 | 0 | 0 | 0 | 0 | 0 | 0 | 0 | 0 | 0 | 0 | 0 | 0 | 0 | 0 | 0 | 0 | 0 | 0 | 0 | 0 | 0 | 0 | 0 | 0 | 0 | 0 | 0 | 0 | 0 | 0 | 0 | 0 | 0 | 0 | 0 | 0 | 0 | 0 | 0 | 0 | 0 | 0 | 0 | 0 | 0 | 0 | 0 | 0 | 0 | 0 | 0 | 0 | 0
| Inflation Reduction Act | PTC Value ($/MWh) | Liquid Air |  |  | 0 | 0 | 0 | 0 | 0 | 0 | 0 | 0 | 0 | 0 | 0 | 0 | 0 | 0 | 0 | 0 | 0 | 0 | 0 | 0 | 0 | 0 | 0 | 0 | 0 | 0 | 0 | 0 | 0 | 0 | 0 | 0 | 0 | 0 | 0 | 0 | 0 | 0 | 0 | 0 | 0 | 0 | 0 | 0 | 0 | 0 | 0 | 0 | 0 | 0 | 0 | 0 | 0 | 0 | 0 | 0 | 0 | 0 | 0 | 0 | 0 | 0 | 0 | 0 | 0 | 0 | 0 | 0 | 0
| Inflation Reduction Act | PTC Value ($/MWh) | Pumped Hydro (8.5 hr/ 400 MW share) |  |  | 0 | 0 | 0 | 0 | 0 | 0 | 0 | 0 | 0 | 0 | 0 | 0 | 0 | 0 | 0 | 0 | 0 | 0 | 0 | 0 | 0 | 0 | 0 | 0 | 0 | 0 | 0 | 0 | 0 | 0 | 0 | 0 | 0 | 0 | 0 | 0 | 0 | 0 | 0 | 0 | 0 | 0 | 0 | 0 | 0 | 0 | 0 | 0 | 0 | 0 | 0 | 0 | 0 | 0 | 0 | 0 | 0 | 0 | 0 | 0 | 0 | 0 | 0 | 0 | 0 | 0 | 0 | 0 | 0
| Inflation Reduction Act | PTC Value ($/MWh) | Pumped Hydro (16 hr/ 100 MW) |  |  | 0 | 0 | 0 | 0 | 0 | 0 | 0 | 0 | 0 | 0 | 0 | 0 | 0 | 0 | 0 | 0 | 0 | 0 | 0 | 0 | 0 | 0 | 0 | 0 | 0 | 0 | 0 | 0 | 0 | 0 | 0 | 0 | 0 | 0 | 0 | 0 | 0 | 0 | 0 | 0 | 0 | 0 | 0 | 0 | 0 | 0 | 0 | 0 | 0 | 0 | 0 | 0 | 0 | 0 | 0 | 0 | 0 | 0 | 0 | 0 | 0 | 0 | 0 | 0 | 0 | 0 | 0 | 0 | 0
| Inflation Reduction Act | PTC Value ($/MWh) | Pumped Hyrdo (24 hr/ 100 MW) |  |  | 0 | 0 | 0 | 0 | 0 | 0 | 0 | 0 | 0 | 0 | 0 | 0 | 0 | 0 | 0 | 0 | 0 | 0 | 0 | 0 | 0 | 0 | 0 | 0 | 0 | 0 | 0 | 0 | 0 | 0 | 0 | 0 | 0 | 0 | 0 | 0 | 0 | 0 | 0 | 0 | 0 | 0 | 0 | 0 | 0 | 0 | 0 | 0 | 0 | 0 | 0 | 0 | 0 | 0 | 0 | 0 | 0 | 0 | 0 | 0 | 0 | 0 | 0 | 0 | 0 | 0 | 0 | 0 | 0
CPI Inflator | Inflation Reduction Act | PTC Value ($/MWh) | Wood Biomass |  |  | 26 | 26.8247 | 27.4557 | 28.0689 | 28.6958 | 29.3366 | 29.982 | 30.6416 | 31.3158 | 32.0047 | 32.7088 | 33.4284 | 34.1638 | 34.9154 | 35.6836 | 36.4686 | 37.2709 | 38.0909 | 38.9289 | 39.7853 | 40.6606 | 41.5551 | 42.4693 | 43.4037 | 44.3586 | 45.3344 | 46.3318 | 47.3511 | 48.3928 | 49.4575 | 50.5455 | 51.6575 | 52.794 | 53.9555 | 55.1425 | 56.3556 | 57.5954 | 58.8625 | 60.1575 | 61.481 | 62.8336 | 64.2159 | 65.6287 | 67.0725 | 68.5481 | 70.0561 | 71.5974 | 73.1725 | 74.7823 | 76.4275 | 78.1089 | 79.8273 | 81.5835 | 83.3784 | 85.2127 | 87.0874 | 89.0033 | 90.9614 | 92.9625 | 95.0077 | 97.0978 | 99.234 | 101.4171 | 103.6483 | 105.9286 | 108.259 | 110.6407 | 113.0748 | 115.5625
| Inflation Reduction Act | PTC Value ($/MWh) | Rathdrum CT 2055 Uprates two unit operation |  |  | 0 | 0 | 0 | 0 | 0 | 0 | 0 | 0 | 0 | 0 | 0 | 0 | 0 | 0 | 0 | 0 | 0 | 0 | 0 | 0 | 0 | 0 | 0 | 0 | 0 | 0 | 0 | 0 | 0 | 0 | 0 | 0 | 0 | 0 | 0 | 0 | 0 | 0 | 0 | 0 | 0 | 0 | 0 | 0 | 0 | 0 | 0 | 0 | 0 | 0 | 0 | 0 | 0 | 0 | 0 | 0 | 0 | 0 | 0 | 0 | 0 | 0 | 0 | 0 | 0 | 0 | 0 | 0 | 0
| Inflation Reduction Act | PTC Value ($/MWh) | Rathdrum CT: Inlet Evaporation 2 unit operation |  |  | 0 | 0 | 0 | 0 | 0 | 0 | 0 | 0 | 0 | 0 | 0 | 0 | 0 | 0 | 0 | 0 | 0 | 0 | 0 | 0 | 0 | 0 | 0 | 0 | 0 | 0 | 0 | 0 | 0 | 0 | 0 | 0 | 0 | 0 | 0 | 0 | 0 | 0 | 0 | 0 | 0 | 0 | 0 | 0 | 0 | 0 | 0 | 0 | 0 | 0 | 0 | 0 | 0 | 0 | 0 | 0 | 0 | 0 | 0 | 0 | 0 | 0 | 0 | 0 | 0 | 0 | 0 | 0 | 0
CPI Inflator | Inflation Reduction Act | PTC Value ($/MWh) | NW Wind On System (Share) |  |  | 26 | 26.8247 | 27.4557 | 28.0689 | 28.6958 | 29.3366 | 29.982 | 30.6416 | 31.3158 | 32.0047 | 32.7088 | 33.4284 | 34.1638 | 34.9154 | 35.6836 | 36.4686 | 37.2709 | 38.0909 | 38.9289 | 39.7853 | 40.6606 | 41.5551 | 42.4693 | 43.4037 | 44.3586 | 45.3344 | 46.3318 | 47.3511 | 48.3928 | 49.4575 | 50.5455 | 51.6575 | 52.794 | 53.9555 | 55.1425 | 56.3556 | 57.5954 | 58.8625 | 60.1575 | 61.481 | 62.8336 | 64.2159 | 65.6287 | 67.0725 | 68.5481 | 70.0561 | 71.5974 | 73.1725 | 74.7823 | 76.4275 | 78.1089 | 79.8273 | 81.5835 | 83.3784 | 85.2127 | 87.0874 | 89.0033 | 90.9614 | 92.9625 | 95.0077 | 97.0978 | 99.234 | 101.4171 | 103.6483 | 105.9286 | 108.259 | 110.6407 | 113.0748 | 115.5625
CPI Inflator | Inflation Reduction Act | PTC Value ($/MWh) | NW Wind Off System |  |  | 26 | 26.8247 | 27.4557 | 28.0689 | 28.6958 | 29.3366 | 29.982 | 30.6416 | 31.3158 | 32.0047 | 32.7088 | 33.4284 | 34.1638 | 34.9154 | 35.6836 | 36.4686 | 37.2709 | 38.0909 | 38.9289 | 39.7853 | 40.6606 | 41.5551 | 42.4693 | 43.4037 | 44.3586 | 45.3344 | 46.3318 | 47.3511 | 48.3928 | 49.4575 | 50.5455 | 51.6575 | 52.794 | 53.9555 | 55.1425 | 56.3556 | 57.5954 | 58.8625 | 60.1575 | 61.481 | 62.8336 | 64.2159 | 65.6287 | 67.0725 | 68.5481 | 70.0561 | 71.5974 | 73.1725 | 74.7823 | 76.4275 | 78.1089 | 79.8273 | 81.5835 | 83.3784 | 85.2127 | 87.0874 | 89.0033 | 90.9614 | 92.9625 | 95.0077 | 97.0978 | 99.234 | 101.4171 | 103.6483 | 105.9286 | 108.259 | 110.6407 | 113.0748 | 115.5625
CPI Inflator | Inflation Reduction Act | PTC Value ($/MWh) | Wind Montana |  |  | 26 | 26.8247 | 27.4557 | 28.0689 | 28.6958 | 29.3366 | 29.982 | 30.6416 | 31.3158 | 32.0047 | 32.7088 | 33.4284 | 34.1638 | 34.9154 | 35.6836 | 36.4686 | 37.2709 | 38.0909 | 38.9289 | 39.7853 | 40.6606 | 41.5551 | 42.4693 | 43.4037 | 44.3586 | 45.3344 | 46.3318 | 47.3511 | 48.3928 | 49.4575 | 50.5455 | 51.6575 | 52.794 | 53.9555 | 55.1425 | 56.3556 | 57.5954 | 58.8625 | 60.1575 | 61.481 | 62.8336 | 64.2159 | 65.6287 | 67.0725 | 68.5481 | 70.0561 | 71.5974 | 73.1725 | 74.7823 | 76.4275 | 78.1089 | 79.8273 | 81.5835 | 83.3784 | 85.2127 | 87.0874 | 89.0033 | 90.9614 | 92.9625 | 95.0077 | 97.0978 | 99.234 | 101.4171 | 103.6483 | 105.9286 | 108.259 | 110.6407 | 113.0748 | 115.5625
CPI Inflator | Inflation Reduction Act | PTC Value ($/MWh) | Off Shore Wind (Share) |  |  | 26 | 26.8247 | 27.4557 | 28.0689 | 28.6958 | 29.3366 | 29.982 | 30.6416 | 31.3158 | 32.0047 | 32.7088 | 33.4284 | 34.1638 | 34.9154 | 35.6836 | 36.4686 | 37.2709 | 38.0909 | 38.9289 | 39.7853 | 40.6606 | 41.5551 | 42.4693 | 43.4037 | 44.3586 | 45.3344 | 46.3318 | 47.3511 | 48.3928 | 49.4575 | 50.5455 | 51.6575 | 52.794 | 53.9555 | 55.1425 | 56.3556 | 57.5954 | 58.8625 | 60.1575 | 61.481 | 62.8336 | 64.2159 | 65.6287 | 67.0725 | 68.5481 | 70.0561 | 71.5974 | 73.1725 | 74.7823 | 76.4275 | 78.1089 | 79.8273 | 81.5835 | 83.3784 | 85.2127 | 87.0874 | 89.0033 | 90.9614 | 92.9625 | 95.0077 | 97.0978 | 99.234 | 101.4171 | 103.6483 | 105.9286 | 108.259 | 110.6407 | 113.0748 | 115.5625
CPI Inflator | Inflation Reduction Act | PTC Value ($/MWh) | Small Modular Reactor (share) |  |  | 18 | 18.571 | 19.0078 | 19.4323 | 19.8663 | 20.31 | 20.7568 | 21.2134 | 21.6801 | 22.1571 | 22.6446 | 23.1427 | 23.6519 | 24.1722 | 24.704 | 25.2475 | 25.8029 | 26.3706 | 26.9508 | 27.5437 | 28.1496 | 28.7689 | 29.4019 | 30.0487 | 30.7098 | 31.3854 | 32.0759 | 32.7815 | 33.5027 | 34.2398 | 34.9931 | 35.7629 | 36.5497 | 37.3538 | 38.1756 | 39.0154 | 39.8738 | 40.751 | 41.6475 | 42.5638 | 43.5002 | 44.4572 | 45.4352 | 46.4348 | 47.4564 | 48.5004 | 49.5674 | 50.6579 | 51.7724 | 52.9114 | 54.0754 | 55.2651 | 56.4809 | 57.7235 | 58.9934 | 60.2912 | 61.6177 | 62.9732 | 64.3587 | 65.7745 | 67.2216 | 68.7005 | 70.2119 | 71.7565 | 73.3352 | 74.9486 | 76.5974 | 78.2826 | 80.0048
CPI Inflator | Inflation Reduction Act | PTC Value ($/MWh) | Geothermal (Off System) |  |  | 26 | 26.8247 | 27.4557 | 28.0689 | 28.6958 | 29.3366 | 29.982 | 30.6416 | 31.3158 | 32.0047 | 32.7088 | 33.4284 | 34.1638 | 34.9154 | 35.6836 | 36.4686 | 37.2709 | 38.0909 | 38.9289 | 39.7853 | 40.6606 | 41.5551 | 42.4693 | 43.4037 | 44.3586 | 45.3344 | 46.3318 | 47.3511 | 48.3928 | 49.4575 | 50.5455 | 51.6575 | 52.794 | 53.9555 | 55.1425 | 56.3556 | 57.5954 | 58.8625 | 60.1575 | 61.481 | 62.8336 | 64.2159 | 65.6287 | 67.0725 | 68.5481 | 70.0561 | 71.5974 | 73.1725 | 74.7823 | 76.4275 | 78.1089 | 79.8273 | 81.5835 | 83.3784 | 85.2127 | 87.0874 | 89.0033 | 90.9614 | 92.9625 | 95.0077 | 97.0978 | 99.234 | 101.4171 | 103.6483 | 105.9286 | 108.259 | 110.6407 | 113.0748 | 115.5625
| Inflation Reduction Act | PTC Value ($/MWh) | New Residential Solar |  |  | 26 | 26.8247 | 27.4557 | 28.0689 | 28.6958 | 29.3366 | 29.982 | 30.6416 | 31.3158 | 32.0047 | 32.7088 | 33.4284 | 34.1638 | 34.9154 | 35.6836 | 36.4686 | 37.2709 | 38.0909 | 38.9289 | 39.7853 | 40.6606 | 41.5551 | 42.4693 | 43.4037 | 44.3586 | 45.3344 | 46.3318 | 47.3511 | 48.3928 | 49.4575 | 50.5455 | 51.6575 | 52.794 | 53.9555 | 55.1425 | 56.3556 | 57.5954 | 58.8625 | 60.1575 | 61.481 | 62.8336 | 64.2159 | 65.6287 | 67.0725 | 68.5481 | 70.0561 | 71.5974 | 73.1725 | 74.7823 | 76.4275 | 78.1089 | 79.8273 | 81.5835 | 83.3784 | 85.2127 | 87.0874 | 89.0033 | 90.9614 | 92.9625 | 95.0077 | 97.0978 | 99.234 | 101.4171 | 103.6483 | 105.9286 | 108.259 | 110.6407 | 113.0748 | 115.5625
| Inflation Reduction Act | PTC Value ($/MWh) | New Residential Solar + Storage |  |  | 26 | 26.8247 | 27.4557 | 28.0689 | 28.6958 | 29.3366 | 29.982 | 30.6416 | 31.3158 | 32.0047 | 32.7088 | 33.4284 | 34.1638 | 34.9154 | 35.6836 | 36.4686 | 37.2709 | 38.0909 | 38.9289 | 39.7853 | 40.6606 | 41.5551 | 42.4693 | 43.4037 | 44.3586 | 45.3344 | 46.3318 | 47.3511 | 48.3928 | 49.4575 | 50.5455 | 51.6575 | 52.794 | 53.9555 | 55.1425 | 56.3556 | 57.5954 | 58.8625 | 60.1575 | 61.481 | 62.8336 | 64.2159 | 65.6287 | 67.0725 | 68.5481 | 70.0561 | 71.5974 | 73.1725 | 74.7823 | 76.4275 | 78.1089 | 79.8273 | 81.5835 | 83.3784 | 85.2127 | 87.0874 | 89.0033 | 90.9614 | 92.9625 | 95.0077 | 97.0978 | 99.234 | 101.4171 | 103.6483 | 105.9286 | 108.259 | 110.6407 | 113.0748 | 115.5625
| Inflation Reduction Act | PTC Value ($/MWh) | Existing Residential Solar |  |  | 26 | 26.8247 | 27.4557 | 28.0689 | 28.6958 | 29.3366 | 29.982 | 30.6416 | 31.3158 | 32.0047 | 32.7088 | 33.4284 | 34.1638 | 34.9154 | 35.6836 | 36.4686 | 37.2709 | 38.0909 | 38.9289 | 39.7853 | 40.6606 | 41.5551 | 42.4693 | 43.4037 | 44.3586 | 45.3344 | 46.3318 | 47.3511 | 48.3928 | 49.4575 | 50.5455 | 51.6575 | 52.794 | 53.9555 | 55.1425 | 56.3556 | 57.5954 | 58.8625 | 60.1575 | 61.481 | 62.8336 | 64.2159 | 65.6287 | 67.0725 | 68.5481 | 70.0561 | 71.5974 | 73.1725 | 74.7823 | 76.4275 | 78.1089 | 79.8273 | 81.5835 | 83.3784 | 85.2127 | 87.0874 | 89.0033 | 90.9614 | 92.9625 | 95.0077 | 97.0978 | 99.234 | 101.4171 | 103.6483 | 105.9286 | 108.259 | 110.6407 | 113.0748 | 115.5625
| Inflation Reduction Act | PTC Value ($/MWh) | Existing Residential Solar + Storage |  |  | 26 | 26.8247 | 27.4557 | 28.0689 | 28.6958 | 29.3366 | 29.982 | 30.6416 | 31.3158 | 32.0047 | 32.7088 | 33.4284 | 34.1638 | 34.9154 | 35.6836 | 36.4686 | 37.2709 | 38.0909 | 38.9289 | 39.7853 | 40.6606 | 41.5551 | 42.4693 | 43.4037 | 44.3586 | 45.3344 | 46.3318 | 47.3511 | 48.3928 | 49.4575 | 50.5455 | 51.6575 | 52.794 | 53.9555 | 55.1425 | 56.3556 | 57.5954 | 58.8625 | 60.1575 | 61.481 | 62.8336 | 64.2159 | 65.6287 | 67.0725 | 68.5481 | 70.0561 | 71.5974 | 73.1725 | 74.7823 | 76.4275 | 78.1089 | 79.8273 | 81.5835 | 83.3784 | 85.2127 | 87.0874 | 89.0033 | 90.9614 | 92.9625 | 95.0077 | 97.0978 | 99.234 | 101.4171 | 103.6483 | 105.9286 | 108.259 | 110.6407 | 113.0748 | 115.5625
| Inflation Reduction Act | PTC Value ($/MWh) | Commercial Solar |  |  | 26 | 26.8247 | 27.4557 | 28.0689 | 28.6958 | 29.3366 | 29.982 | 30.6416 | 31.3158 | 32.0047 | 32.7088 | 33.4284 | 34.1638 | 34.9154 | 35.6836 | 36.4686 | 37.2709 | 38.0909 | 38.9289 | 39.7853 | 40.6606 | 41.5551 | 42.4693 | 43.4037 | 44.3586 | 45.3344 | 46.3318 | 47.3511 | 48.3928 | 49.4575 | 50.5455 | 51.6575 | 52.794 | 53.9555 | 55.1425 | 56.3556 | 57.5954 | 58.8625 | 60.1575 | 61.481 | 62.8336 | 64.2159 | 65.6287 | 67.0725 | 68.5481 | 70.0561 | 71.5974 | 73.1725 | 74.7823 | 76.4275 | 78.1089 | 79.8273 | 81.5835 | 83.3784 | 85.2127 | 87.0874 | 89.0033 | 90.9614 | 92.9625 | 95.0077 | 97.0978 | 99.234 | 101.4171 | 103.6483 | 105.9286 | 108.259 | 110.6407 | 113.0748 | 115.5625
| Inflation Reduction Act | PTC Value ($/MWh) | Commercial Solar + Storage |  |  | 26 | 26.8247 | 27.4557 | 28.0689 | 28.6958 | 29.3366 | 29.982 | 30.6416 | 31.3158 | 32.0047 | 32.7088 | 33.4284 | 34.1638 | 34.9154 | 35.6836 | 36.4686 | 37.2709 | 38.0909 | 38.9289 | 39.7853 | 40.6606 | 41.5551 | 42.4693 | 43.4037 | 44.3586 | 45.3344 | 46.3318 | 47.3511 | 48.3928 | 49.4575 | 50.5455 | 51.6575 | 52.794 | 53.9555 | 55.1425 | 56.3556 | 57.5954 | 58.8625 | 60.1575 | 61.481 | 62.8336 | 64.2159 | 65.6287 | 67.0725 | 68.5481 | 70.0561 | 71.5974 | 73.1725 | 74.7823 | 76.4275 | 78.1089 | 79.8273 | 81.5835 | 83.3784 | 85.2127 | 87.0874 | 89.0033 | 90.9614 | 92.9625 | 95.0077 | 97.0978 | 99.234 | 101.4171 | 103.6483 | 105.9286 | 108.259 | 110.6407 | 113.0748 | 115.5625
| Inflation Reduction Act | PTC Value ($/MWh) | Solar Photovoltaic Fixed Array (5 MW AC) |  |  | 26 | 26.8247 | 27.4557 | 28.0689 | 28.6958 | 29.3366 | 29.982 | 30.6416 | 31.3158 | 32.0047 | 32.7088 | 33.4284 | 34.1638 | 34.9154 | 35.6836 | 36.4686 | 37.2709 | 38.0909 | 38.9289 | 39.7853 | 40.6606 | 41.5551 | 42.4693 | 43.4037 | 44.3586 | 45.3344 | 46.3318 | 47.3511 | 48.3928 | 49.4575 | 50.5455 | 51.6575 | 52.794 | 53.9555 | 55.1425 | 56.3556 | 57.5954 | 58.8625 | 60.1575 | 61.481 | 62.8336 | 64.2159 | 65.6287 | 67.0725 | 68.5481 | 70.0561 | 71.5974 | 73.1725 | 74.7823 | 76.4275 | 78.1089 | 79.8273 | 81.5835 | 83.3784 | 85.2127 | 87.0874 | 89.0033 | 90.9614 | 92.9625 | 95.0077 | 97.0978 | 99.234 | 101.4171 | 103.6483 | 105.9286 | 108.259 | 110.6407 | 113.0748 | 115.5625
| Inflation Reduction Act | PTC Value ($/MWh) | Solar Photovoltaic Fixed Array (5 MW AC) + Storage |  |  | 26 | 26.8247 | 27.4557 | 28.0689 | 28.6958 | 29.3366 | 29.982 | 30.6416 | 31.3158 | 32.0047 | 32.7088 | 33.4284 | 34.1638 | 34.9154 | 35.6836 | 36.4686 | 37.2709 | 38.0909 | 38.9289 | 39.7853 | 40.6606 | 41.5551 | 42.4693 | 43.4037 | 44.3586 | 45.3344 | 46.3318 | 47.3511 | 48.3928 | 49.4575 | 50.5455 | 51.6575 | 52.794 | 53.9555 | 55.1425 | 56.3556 | 57.5954 | 58.8625 | 60.1575 | 61.481 | 62.8336 | 64.2159 | 65.6287 | 67.0725 | 68.5481 | 70.0561 | 71.5974 | 73.1725 | 74.7823 | 76.4275 | 78.1089 | 79.8273 | 81.5835 | 83.3784 | 85.2127 | 87.0874 | 89.0033 | 90.9614 | 92.9625 | 95.0077 | 97.0978 | 99.234 | 101.4171 | 103.6483 | 105.9286 | 108.259 | 110.6407 | 113.0748 | 115.5625
| Inflation Reduction Act | PTC Value ($/MWh) | Solar Photovoltaic w/Single Axis Tracking (100 MW AC) |  |  | 26 | 26.8247 | 27.4557 | 28.0689 | 28.6958 | 29.3366 | 29.982 | 30.6416 | 31.3158 | 32.0047 | 32.7088 | 33.4284 | 34.1638 | 34.9154 | 35.6836 | 36.4686 | 37.2709 | 38.0909 | 38.9289 | 39.7853 | 40.6606 | 41.5551 | 42.4693 | 43.4037 | 44.3586 | 45.3344 | 46.3318 | 47.3511 | 48.3928 | 49.4575 | 50.5455 | 51.6575 | 52.794 | 53.9555 | 55.1425 | 56.3556 | 57.5954 | 58.8625 | 60.1575 | 61.481 | 62.8336 | 64.2159 | 65.6287 | 67.0725 | 68.5481 | 70.0561 | 71.5974 | 73.1725 | 74.7823 | 76.4275 | 78.1089 | 79.8273 | 81.5835 | 83.3784 | 85.2127 | 87.0874 | 89.0033 | 90.9614 | 92.9625 | 95.0077 | 97.0978 | 99.234 | 101.4171 | 103.6483 | 105.9286 | 108.259 | 110.6407 | 113.0748 | 115.5625
| Inflation Reduction Act | PTC Value ($/MWh) | Southern NW Solar Photovoltaic w/ Single Axis Tracking (100 MW AC) |  |  | 26 | 26.8247 | 27.4557 | 28.0689 | 28.6958 | 29.3366 | 29.982 | 30.6416 | 31.3158 | 32.0047 | 32.7088 | 33.4284 | 34.1638 | 34.9154 | 35.6836 | 36.4686 | 37.2709 | 38.0909 | 38.9289 | 39.7853 | 40.6606 | 41.5551 | 42.4693 | 43.4037 | 44.3586 | 45.3344 | 46.3318 | 47.3511 | 48.3928 | 49.4575 | 50.5455 | 51.6575 | 52.794 | 53.9555 | 55.1425 | 56.3556 | 57.5954 | 58.8625 | 60.1575 | 61.481 | 62.8336 | 64.2159 | 65.6287 | 67.0725 | 68.5481 | 70.0561 | 71.5974 | 73.1725 | 74.7823 | 76.4275 | 78.1089 | 79.8273 | 81.5835 | 83.3784 | 85.2127 | 87.0874 | 89.0033 | 90.9614 | 92.9625 | 95.0077 | 97.0978 | 99.234 | 101.4171 | 103.6483 | 105.9286 | 108.259 | 110.6407 | 113.0748 | 115.5625
| Inflation Reduction Act | PTC Value ($/MWh) | 100 MW/400 MWh Lithium-ion w/Solar |  |  | 26 | 26.8247 | 27.4557 | 28.0689 | 28.6958 | 29.3366 | 29.982 | 30.6416 | 31.3158 | 32.0047 | 32.7088 | 33.4284 | 34.1638 | 34.9154 | 35.6836 | 36.4686 | 37.2709 | 38.0909 | 38.9289 | 39.7853 | 40.6606 | 41.5551 | 42.4693 | 43.4037 | 44.3586 | 45.3344 | 46.3318 | 47.3511 | 48.3928 | 49.4575 | 50.5455 | 51.6575 | 52.794 | 53.9555 | 55.1425 | 56.3556 | 57.5954 | 58.8625 | 60.1575 | 61.481 | 62.8336 | 64.2159 | 65.6287 | 67.0725 | 68.5481 | 70.0561 | 71.5974 | 73.1725 | 74.7823 | 76.4275 | 78.1089 | 79.8273 | 81.5835 | 83.3784 | 85.2127 | 87.0874 | 89.0033 | 90.9614 | 92.9625 | 95.0077 | 97.0978 | 99.234 | 101.4171 | 103.6483 | 105.9286 | 108.259 | 110.6407 | 113.0748 | 115.5625
| Inflation Reduction Act | PTC Value ($/MWh) | 100 MW/200 MWh Lithium-ion w/Solar |  |  | 26 | 26.8247 | 27.4557 | 28.0689 | 28.6958 | 29.3366 | 29.982 | 30.6416 | 31.3158 | 32.0047 | 32.7088 | 33.4284 | 34.1638 | 34.9154 | 35.6836 | 36.4686 | 37.2709 | 38.0909 | 38.9289 | 39.7853 | 40.6606 | 41.5551 | 42.4693 | 43.4037 | 44.3586 | 45.3344 | 46.3318 | 47.3511 | 48.3928 | 49.4575 | 50.5455 | 51.6575 | 52.794 | 53.9555 | 55.1425 | 56.3556 | 57.5954 | 58.8625 | 60.1575 | 61.481 | 62.8336 | 64.2159 | 65.6287 | 67.0725 | 68.5481 | 70.0561 | 71.5974 | 73.1725 | 74.7823 | 76.4275 | 78.1089 | 79.8273 | 81.5835 | 83.3784 | 85.2127 | 87.0874 | 89.0033 | 90.9614 | 92.9625 | 95.0077 | 97.0978 | 99.234 | 101.4171 | 103.6483 | 105.9286 | 108.259 | 110.6407 | 113.0748 | 115.5625
| Inflation Reduction Act | PTC Value ($/MWh) | 50 MW/200 MWh Lithium-ion w/Solar |  |  | 26 | 26.8247 | 27.4557 | 28.0689 | 28.6958 | 29.3366 | 29.982 | 30.6416 | 31.3158 | 32.0047 | 32.7088 | 33.4284 | 34.1638 | 34.9154 | 35.6836 | 36.4686 | 37.2709 | 38.0909 | 38.9289 | 39.7853 | 40.6606 | 41.5551 | 42.4693 | 43.4037 | 44.3586 | 45.3344 | 46.3318 | 47.3511 | 48.3928 | 49.4575 | 50.5455 | 51.6575 | 52.794 | 53.9555 | 55.1425 | 56.3556 | 57.5954 | 58.8625 | 60.1575 | 61.481 | 62.8336 | 64.2159 | 65.6287 | 67.0725 | 68.5481 | 70.0561 | 71.5974 | 73.1725 | 74.7823 | 76.4275 | 78.1089 | 79.8273 | 81.5835 | 83.3784 | 85.2127 | 87.0874 | 89.0033 | 90.9614 | 92.9625 | 95.0077 | 97.0978 | 99.234 | 101.4171 | 103.6483 | 105.9286 | 108.259 | 110.6407 | 113.0748 | 115.5625
| Inflation Reduction Act | PTC Value ($/MWh) | 7F.04 CT Frame Greenfield |  |  | 0 | 0 | 0 | 0 | 0 | 0 | 0 | 0 | 0 | 0 | 0 | 0 | 0 | 0 | 0 | 0 | 0 | 0 | 0 | 0 | 0 | 0 | 0 | 0 | 0 | 0 | 0 | 0 | 0 | 0 | 0 | 0 | 0 | 0 | 0 | 0 | 0 | 0 | 0 | 0 | 0 | 0 | 0 | 0 | 0 | 0 | 0 | 0 | 0 | 0 | 0 | 0 | 0 | 0 | 0 | 0 | 0 | 0 | 0 | 0 | 0 | 0 | 0 | 0 | 0 | 0 | 0 | 0 | 0
| Inflation Reduction Act | PTC Value ($/MWh) | Reciprocating Engine (ICE) Machine |  |  | 0 | 0 | 0 | 0 | 0 | 0 | 0 | 0 | 0 | 0 | 0 | 0 | 0 | 0 | 0 | 0 | 0 | 0 | 0 | 0 | 0 | 0 | 0 | 0 | 0 | 0 | 0 | 0 | 0 | 0 | 0 | 0 | 0 | 0 | 0 | 0 | 0 | 0 | 0 | 0 | 0 | 0 | 0 | 0 | 0 | 0 | 0 | 0 | 0 | 0 | 0 | 0 | 0 | 0 | 0 | 0 | 0 | 0 | 0 | 0 | 0 | 0 | 0 | 0 | 0 | 0 | 0 | 0 | 0
| Inflation Reduction Act | PTC Value ($/MWh) | NG CCCT (1x1 w/DF) |  |  | 0 | 0 | 0 | 0 | 0 | 0 | 0 | 0 | 0 | 0 | 0 | 0 | 0 | 0 | 0 | 0 | 0 | 0 | 0 | 0 | 0 | 0 | 0 | 0 | 0 | 0 | 0 | 0 | 0 | 0 | 0 | 0 | 0 | 0 | 0 | 0 | 0 | 0 | 0 | 0 | 0 | 0 | 0 | 0 | 0 | 0 | 0 | 0 | 0 | 0 | 0 | 0 | 0 | 0 | 0 | 0 | 0 | 0 | 0 | 0 | 0 | 0 | 0 | 0 | 0 | 0 | 0 | 0 | 0
| Inflation Reduction Act | PTC Value ($/MWh) | Hydrogen Fuel Cell with 40 hrs Storage |  |  | 0 | 0 | 0 | 0 | 0 | 0 | 0 | 0 | 0 | 0 | 0 | 0 | 0 | 0 | 0 | 0 | 0 | 0 | 0 | 0 | 0 | 0 | 0 | 0 | 0 | 0 | 0 | 0 | 0 | 0 | 0 | 0 | 0 | 0 | 0 | 0 | 0 | 0 | 0 | 0 | 0 | 0 | 0 | 0 | 0 | 0 | 0 | 0 | 0 | 0 | 0 | 0 | 0 | 0 | 0 | 0 | 0 | 0 | 0 | 0 | 0 | 0 | 0 | 0 | 0 | 0 | 0 | 0 | 0
| Inflation Reduction Act | PTC Value ($/MWh) | 7F.04 CT Frame Greenfield + amonia + storage |  |  | 0 | 0 | 0 | 0 | 0 | 0 | 0 | 0 | 0 | 0 | 0 | 0 | 0 | 0 | 0 | 0 | 0 | 0 | 0 | 0 | 0 | 0 | 0 | 0 | 0 | 0 | 0 | 0 | 0 | 0 | 0 | 0 | 0 | 0 | 0 | 0 | 0 | 0 | 0 | 0 | 0 | 0 | 0 | 0 | 0 | 0 | 0 | 0 | 0 | 0 | 0 | 0 | 0 | 0 | 0 | 0 | 0 | 0 | 0 | 0 | 0 | 0 | 0 | 0 | 0 | 0 | 0 | 0 | 0
Forced Outage (%) |  | Forced Outage (%)
| Internal | Forced Outage (%) | 7F.04 CT Frame Greenfield | bar: 2020 to 2090
| Internal | Forced Outage (%) | Reciprocating Engine (ICE) Machine | bar: 2020 to 2090
| Internal | Forced Outage (%) | NG CCCT (1x1 w/DF) | bar: 2020 to 2090
| Internal | Forced Outage (%) | Hydrogen Fuel Cell with 40 hrs Storage | bar: 2020 to 2090
| Internal | Forced Outage (%) | 7F.04 CT Frame Greenfield + amonia + storage | bar: 2020 to 2090
B&O Tax Rate |  | B&O Tax Rate
| Internal | B&O Tax Rate | New Residential Solar | bar: 2020 to 2090
| Internal | B&O Tax Rate | New Residential Solar + Storage | bar: 2020 to 2090
| Internal | B&O Tax Rate | Existing Residential Solar | bar: 2020 to 2090
| Internal | B&O Tax Rate | Existing Residential Solar + Storage | bar: 2020 to 2090
| Internal | B&O Tax Rate | Commercial Solar | bar: 2020 to 2090
| Internal | B&O Tax Rate | Commercial Solar + Storage | bar: 2020 to 2090
| Internal | B&O Tax Rate | Solar Photovoltaic Fixed Array (5 MW AC) | 0.275% | 0.275% | 0.275% | 0.275% | 0.275% | 0.275% | 0.275% | 0.275% | 0.275% | 0.275% | 0.275% | 0.275% | 0.275% | 0.275% | 0.275% | 0.275% | 0.275% | 0.275% | 0.275% | 0.275% | 0.275% | 0.275% | 0.275% | 0.275% | 0.275% | 0.275% | 0.275% | 0.275% | 0.275% | 0.275% | 0.275% | 0.275% | 0.275% | 0.275% | 0.275% | 0.275% | 0.275% | 0.275% | 0.275% | 0.275% | 0.275% | 0.275% | 0.275% | 0.275% | 0.275% | 0.275% | 0.275% | 0.275% | 0.275% | 0.275% | 0.275% | 0.275% | 0.275% | 0.275% | 0.275% | 0.275% | 0.275% | 0.275% | 0.275% | 0.275% | 0.275% | 0.275% | 0.275% | 0.275% | 0.275% | 0.275% | 0.275% | 0.275% | 0.275% | 0.275% | 0.275%
| Internal | B&O Tax Rate | Solar Photovoltaic Fixed Array (5 MW AC) + Storage (Solar Only) | 0.275% | 0.275% | 0.275% | 0.275% | 0.275% | 0.275% | 0.275% | 0.275% | 0.275% | 0.275% | 0.275% | 0.275% | 0.275% | 0.275% | 0.275% | 0.275% | 0.275% | 0.275% | 0.275% | 0.275% | 0.275% | 0.275% | 0.275% | 0.275% | 0.275% | 0.275% | 0.275% | 0.275% | 0.275% | 0.275% | 0.275% | 0.275% | 0.275% | 0.275% | 0.275% | 0.275% | 0.275% | 0.275% | 0.275% | 0.275% | 0.275% | 0.275% | 0.275% | 0.275% | 0.275% | 0.275% | 0.275% | 0.275% | 0.275% | 0.275% | 0.275% | 0.275% | 0.275% | 0.275% | 0.275% | 0.275% | 0.275% | 0.275% | 0.275% | 0.275% | 0.275% | 0.275% | 0.275% | 0.275% | 0.275% | 0.275% | 0.275% | 0.275% | 0.275% | 0.275% | 0.275%
| Internal | B&O Tax Rate | Solar Photovoltaic w/Single Axis Tracking (100 MW AC) | 0.275% | 0.275% | 0.275% | 0.275% | 0.275% | 0.275% | 0.275% | 0.275% | 0.275% | 0.275% | 0.275% | 0.275% | 0.275% | 0.275% | 0.275% | 0.275% | 0.275% | 0.275% | 0.275% | 0.275% | 0.275% | 0.275% | 0.275% | 0.275% | 0.275% | 0.275% | 0.275% | 0.275% | 0.275% | 0.275% | 0.275% | 0.275% | 0.275% | 0.275% | 0.275% | 0.275% | 0.275% | 0.275% | 0.275% | 0.275% | 0.275% | 0.275% | 0.275% | 0.275% | 0.275% | 0.275% | 0.275% | 0.275% | 0.275% | 0.275% | 0.275% | 0.275% | 0.275% | 0.275% | 0.275% | 0.275% | 0.275% | 0.275% | 0.275% | 0.275% | 0.275% | 0.275% | 0.275% | 0.275% | 0.275% | 0.275% | 0.275% | 0.275% | 0.275% | 0.275% | 0.275%
| Internal | B&O Tax Rate | Southern NW Solar Photovoltaic w/ Single Axis Tracking (100 MW AC) | bar: 2020 to 2090
| Internal | B&O Tax Rate | 100 MW/400 MWh Lithium-ion w/Solar (Solar Only) | 0.275% | 0.275% | 0.275% | 0.275% | 0.275% | 0.275% | 0.275% | 0.275% | 0.275% | 0.275% | 0.275% | 0.275% | 0.275% | 0.275% | 0.275% | 0.275% | 0.275% | 0.275% | 0.275% | 0.275% | 0.275% | 0.275% | 0.275% | 0.275% | 0.275% | 0.275% | 0.275% | 0.275% | 0.275% | 0.275% | 0.275% | 0.275% | 0.275% | 0.275% | 0.275% | 0.275% | 0.275% | 0.275% | 0.275% | 0.275% | 0.275% | 0.275% | 0.275% | 0.275% | 0.275% | 0.275% | 0.275% | 0.275% | 0.275% | 0.275% | 0.275% | 0.275% | 0.275% | 0.275% | 0.275% | 0.275% | 0.275% | 0.275% | 0.275% | 0.275% | 0.275% | 0.275% | 0.275% | 0.275% | 0.275% | 0.275% | 0.275% | 0.275% | 0.275% | 0.275% | 0.275%
| Internal | B&O Tax Rate | 100 MW/200 MWh Lithium-ion w/Solar (Solar Only) | 0.275% | 0.275% | 0.275% | 0.275% | 0.275% | 0.275% | 0.275% | 0.275% | 0.275% | 0.275% | 0.275% | 0.275% | 0.275% | 0.275% | 0.275% | 0.275% | 0.275% | 0.275% | 0.275% | 0.275% | 0.275% | 0.275% | 0.275% | 0.275% | 0.275% | 0.275% | 0.275% | 0.275% | 0.275% | 0.275% | 0.275% | 0.275% | 0.275% | 0.275% | 0.275% | 0.275% | 0.275% | 0.275% | 0.275% | 0.275% | 0.275% | 0.275% | 0.275% | 0.275% | 0.275% | 0.275% | 0.275% | 0.275% | 0.275% | 0.275% | 0.275% | 0.275% | 0.275% | 0.275% | 0.275% | 0.275% | 0.275% | 0.275% | 0.275% | 0.275% | 0.275% | 0.275% | 0.275% | 0.275% | 0.275% | 0.275% | 0.275% | 0.275% | 0.275% | 0.275% | 0.275%
| Internal | B&O Tax Rate | 50 MW/200 MWh Lithium-ion w/Solar (Solar Only) | 0.275% | 0.275% | 0.275% | 0.275% | 0.275% | 0.275% | 0.275% | 0.275% | 0.275% | 0.275% | 0.275% | 0.275% | 0.275% | 0.275% | 0.275% | 0.275% | 0.275% | 0.275% | 0.275% | 0.275% | 0.275% | 0.275% | 0.275% | 0.275% | 0.275% | 0.275% | 0.275% | 0.275% | 0.275% | 0.275% | 0.275% | 0.275% | 0.275% | 0.275% | 0.275% | 0.275% | 0.275% | 0.275% | 0.275% | 0.275% | 0.275% | 0.275% | 0.275% | 0.275% | 0.275% | 0.275% | 0.275% | 0.275% | 0.275% | 0.275% | 0.275% | 0.275% | 0.275% | 0.275% | 0.275% | 0.275% | 0.275% | 0.275% | 0.275% | 0.275% | 0.275% | 0.275% | 0.275% | 0.275% | 0.275% | 0.275% | 0.275% | 0.275% | 0.275% | 0.275% | 0.275%
Tax Dep Rate |  | Tax Dep Rate
| Internal | Tax Dep Rate | New Residential Solar | 0% | 0% | 85% | 85% | 85% | 85% | 85% | 85% | 85% | 85% | 85% | 85% | 85% | 85% | 85% | 95% | 95% | 95% | 95% | 95% | 95% | 95% | 95% | 95% | 95% | 95% | 95% | 95% | 95% | 95% | 95% | 95% | 95% | 95% | 95% | 95% | 95% | 95% | 95% | 95% | 95% | 95% | 95% | 95% | 95% | 95% | 95% | 95% | 95% | 95% | 95% | 95% | 95% | 95% | 95% | 95% | 95% | 95% | 95% | 95% | 95% | 95% | 95% | 95% | 95% | 95% | 95% | 95% | 95% | 95% | 95%
| Internal | Tax Dep Rate | New Residential Solar + Storage | 0% | 0% | 85% | 85% | 85% | 85% | 85% | 85% | 85% | 85% | 85% | 85% | 85% | 85% | 85% | 95% | 95% | 95% | 95% | 95% | 95% | 95% | 95% | 95% | 95% | 95% | 95% | 95% | 95% | 95% | 95% | 95% | 95% | 95% | 95% | 95% | 95% | 95% | 95% | 95% | 95% | 95% | 95% | 95% | 95% | 95% | 95% | 95% | 95% | 95% | 95% | 95% | 95% | 95% | 95% | 95% | 95% | 95% | 95% | 95% | 95% | 95% | 95% | 95% | 95% | 95% | 95% | 95% | 95% | 95% | 95%
| Internal | Tax Dep Rate | Existing Residential Solar | 0% | 0% | 85% | 85% | 85% | 85% | 85% | 85% | 85% | 85% | 85% | 85% | 85% | 85% | 85% | 95% | 95% | 95% | 95% | 95% | 95% | 95% | 95% | 95% | 95% | 95% | 95% | 95% | 95% | 95% | 95% | 95% | 95% | 95% | 95% | 95% | 95% | 95% | 95% | 95% | 95% | 95% | 95% | 95% | 95% | 95% | 95% | 95% | 95% | 95% | 95% | 95% | 95% | 95% | 95% | 95% | 95% | 95% | 95% | 95% | 95% | 95% | 95% | 95% | 95% | 95% | 95% | 95% | 95% | 95% | 95%
| Internal | Tax Dep Rate | Existing Residential Solar + Storage | 0% | 0% | 85% | 85% | 85% | 85% | 85% | 85% | 85% | 85% | 85% | 85% | 85% | 85% | 85% | 95% | 95% | 95% | 95% | 95% | 95% | 95% | 95% | 95% | 95% | 95% | 95% | 95% | 95% | 95% | 95% | 95% | 95% | 95% | 95% | 95% | 95% | 95% | 95% | 95% | 95% | 95% | 95% | 95% | 95% | 95% | 95% | 95% | 95% | 95% | 95% | 95% | 95% | 95% | 95% | 95% | 95% | 95% | 95% | 95% | 95% | 95% | 95% | 95% | 95% | 95% | 95% | 95% | 95% | 95% | 95%
| Internal | Tax Dep Rate | Commercial Solar | 0% | 0% | 85% | 85% | 85% | 85% | 85% | 85% | 85% | 85% | 85% | 85% | 85% | 85% | 85% | 95% | 95% | 95% | 95% | 95% | 95% | 95% | 95% | 95% | 95% | 95% | 95% | 95% | 95% | 95% | 95% | 95% | 95% | 95% | 95% | 95% | 95% | 95% | 95% | 95% | 95% | 95% | 95% | 95% | 95% | 95% | 95% | 95% | 95% | 95% | 95% | 95% | 95% | 95% | 95% | 95% | 95% | 95% | 95% | 95% | 95% | 95% | 95% | 95% | 95% | 95% | 95% | 95% | 95% | 95% | 95%
| Internal | Tax Dep Rate | Commercial Solar + Storage | 0% | 0% | 85% | 85% | 85% | 85% | 85% | 85% | 85% | 85% | 85% | 85% | 85% | 85% | 85% | 95% | 95% | 95% | 95% | 95% | 95% | 95% | 95% | 95% | 95% | 95% | 95% | 95% | 95% | 95% | 95% | 95% | 95% | 95% | 95% | 95% | 95% | 95% | 95% | 95% | 95% | 95% | 95% | 95% | 95% | 95% | 95% | 95% | 95% | 95% | 95% | 95% | 95% | 95% | 95% | 95% | 95% | 95% | 95% | 95% | 95% | 95% | 95% | 95% | 95% | 95% | 95% | 95% | 95% | 95% | 95%
| Internal | Tax Dep Rate | Solar Photovoltaic Fixed Array (5 MW AC) | 0% | 0% | 85% | 85% | 85% | 85% | 85% | 85% | 85% | 85% | 85% | 85% | 85% | 85% | 85% | 95% | 95% | 95% | 95% | 95% | 95% | 95% | 95% | 95% | 95% | 95% | 95% | 95% | 95% | 95% | 95% | 95% | 95% | 95% | 95% | 95% | 95% | 95% | 95% | 95% | 95% | 95% | 95% | 95% | 95% | 95% | 95% | 95% | 95% | 95% | 95% | 95% | 95% | 95% | 95% | 95% | 95% | 95% | 95% | 95% | 95% | 95% | 95% | 95% | 95% | 95% | 95% | 95% | 95% | 95% | 95%
| Internal | Tax Dep Rate | Solar Photovoltaic Fixed Array (5 MW AC) + Storage | 0% | 0% | 85% | 85% | 85% | 85% | 85% | 85% | 85% | 85% | 85% | 85% | 85% | 85% | 85% | 95% | 95% | 95% | 95% | 95% | 95% | 95% | 95% | 95% | 95% | 95% | 95% | 95% | 95% | 95% | 95% | 95% | 95% | 95% | 95% | 95% | 95% | 95% | 95% | 95% | 95% | 95% | 95% | 95% | 95% | 95% | 95% | 95% | 95% | 95% | 95% | 95% | 95% | 95% | 95% | 95% | 95% | 95% | 95% | 95% | 95% | 95% | 95% | 95% | 95% | 95% | 95% | 95% | 95% | 95% | 95%
| Internal | Tax Dep Rate | Solar Photovoltaic w/Single Axis Tracking (100 MW AC) | 0% | 0% | 85% | 85% | 85% | 85% | 85% | 85% | 85% | 85% | 85% | 85% | 85% | 85% | 85% | 95% | 95% | 95% | 95% | 95% | 95% | 95% | 95% | 95% | 95% | 95% | 95% | 95% | 95% | 95% | 95% | 95% | 95% | 95% | 95% | 95% | 95% | 95% | 95% | 95% | 95% | 95% | 95% | 95% | 95% | 95% | 95% | 95% | 95% | 95% | 95% | 95% | 95% | 95% | 95% | 95% | 95% | 95% | 95% | 95% | 95% | 95% | 95% | 95% | 95% | 95% | 95% | 95% | 95% | 95% | 95%
| Internal | Tax Dep Rate | Southern NW Solar Photovoltaic w/ Single Axis Tracking (100 MW AC) | 0% | 0% | 85% | 85% | 85% | 85% | 85% | 85% | 85% | 85% | 85% | 85% | 85% | 85% | 85% | 95% | 95% | 95% | 95% | 95% | 95% | 95% | 95% | 95% | 95% | 95% | 95% | 95% | 95% | 95% | 95% | 95% | 95% | 95% | 95% | 95% | 95% | 95% | 95% | 95% | 95% | 95% | 95% | 95% | 95% | 95% | 95% | 95% | 95% | 95% | 95% | 95% | 95% | 95% | 95% | 95% | 95% | 95% | 95% | 95% | 95% | 95% | 95% | 95% | 95% | 95% | 95% | 95% | 95% | 95% | 95%
| Internal | Tax Dep Rate | 100 MW/400 MWh Lithium-ion w/Solar | 0% | 0% | 85% | 85% | 85% | 85% | 85% | 85% | 85% | 85% | 85% | 85% | 85% | 85% | 85% | 95% | 95% | 95% | 95% | 95% | 95% | 95% | 95% | 95% | 95% | 95% | 95% | 95% | 95% | 95% | 95% | 95% | 95% | 95% | 95% | 95% | 95% | 95% | 95% | 95% | 95% | 95% | 95% | 95% | 95% | 95% | 95% | 95% | 95% | 95% | 95% | 95% | 95% | 95% | 95% | 95% | 95% | 95% | 95% | 95% | 95% | 95% | 95% | 95% | 95% | 95% | 95% | 95% | 95% | 95% | 95%
| Internal | Tax Dep Rate | 100 MW/200 MWh Lithium-ion w/Solar | 0% | 0% | 85% | 85% | 85% | 85% | 85% | 85% | 85% | 85% | 85% | 85% | 85% | 85% | 85% | 95% | 95% | 95% | 95% | 95% | 95% | 95% | 95% | 95% | 95% | 95% | 95% | 95% | 95% | 95% | 95% | 95% | 95% | 95% | 95% | 95% | 95% | 95% | 95% | 95% | 95% | 95% | 95% | 95% | 95% | 95% | 95% | 95% | 95% | 95% | 95% | 95% | 95% | 95% | 95% | 95% | 95% | 95% | 95% | 95% | 95% | 95% | 95% | 95% | 95% | 95% | 95% | 95% | 95% | 95% | 95%
| Internal | Tax Dep Rate | 50 MW/200 MWh Lithium-ion w/Solar | 0% | 0% | 85% | 85% | 85% | 85% | 85% | 85% | 85% | 85% | 85% | 85% | 85% | 85% | 85% | 95% | 95% | 95% | 95% | 95% | 95% | 95% | 95% | 95% | 95% | 95% | 95% | 95% | 95% | 95% | 95% | 95% | 95% | 95% | 95% | 95% | 95% | 95% | 95% | 95% | 95% | 95% | 95% | 95% | 95% | 95% | 95% | 95% | 95% | 95% | 95% | 95% | 95% | 95% | 95% | 95% | 95% | 95% | 95% | 95% | 95% | 95% | 95% | 95% | 95% | 95% | 95% | 95% | 95% | 95% | 95%
Capital Costs + AFUDC |  | Capital Costs + AFUDC
|  | CAPEX ($/kW) + AFUDC | Distribution Scale 4hr Lithium-Ion | 2020: 2377.049; 2021: 2081.3126; 2022: 2072.7566; 2023: 1958.9354; 2024: 1862.9934; 2025: 1802.1105; 2026: 1763.7737; 2027: 1731.7522; 2028: 1687.7442; 2029: 1659.6091; 2030: 1629.4191; 2031: 1645.2783; 2032: 1660.2006; 2033: 1674.9832; 2034: 1689.6127; 2035: 1704.0752; 2036: 1718.3563; 2037: 1732.441; 2038: 1746.3138; 2039: 1759.9584; 2040: 1773.3582; 2041: 1786.4957; 2042: 1799.353; 2043: 1811.9114; 2044: 1824.1514; 2045: 1836.053
|  | CAPEX ($/kW) + AFUDC | Distribution Scale 8hr Lithium-Ion | 2020: 4410.8572; 2021: 3826.5598; 2022: 3778.7865; 2023: 3549.1355; 2024: 3329.0814; 2025: 3212.0275; 2026: 3114.2794; 2027: 3032.7653; 2028: 2935.9734; 2029: 2852.1021; 2030: 2777.2907; 2031: 2804.1011; 2032: 2829.5308; 2033: 2854.7224; 2034: 2879.6528; 2035: 2904.2985; 2036: 2928.6348; 2037: 2952.6363; 2038: 2976.2764; 2039: 2999.5275; 2040: 3022.3612; 2041: 3044.7478; 2042: 3066.6566; 2043: 3088.0557; 2044: 3108.9121; 2045: 3129.1916
|  | CAPEX ($/kW) + AFUDC | 4hr Lithium-Ion | 2020: 1822.811; 2021: 1596.0291; 2022: 1589.4681; 2023: 1502.1856; 2024: 1428.6137; 2025: 1381.9264; 2026: 1352.5283; 2027: 1327.973; 2028: 1294.226; 2029: 1272.6509; 2030: 1249.5001; 2031: 1261.6615; 2032: 1273.1045; 2033: 1284.4404; 2034: 1295.6589; 2035: 1306.7493; 2036: 1317.7005; 2037: 1328.5012; 2038: 1339.1394; 2039: 1349.6026; 2040: 1359.878; 2041: 1369.9524; 2042: 1379.8119; 2043: 1389.4421; 2044: 1398.8282; 2045: 1407.9548
|  | CAPEX ($/kW) + AFUDC | 8hr Lithium-Ion | 2020: 3382.4119; 2021: 2934.3506; 2022: 2897.7162; 2023: 2721.6111; 2024: 2552.8654; 2025: 2463.104; 2026: 2388.1471; 2027: 2325.639; 2028: 2251.4153; 2029: 2187.0996; 2030: 2129.7314; 2031: 2150.2906; 2032: 2169.7911; 2033: 2189.1089; 2034: 2208.2265; 2035: 2227.1258; 2036: 2245.7878; 2037: 2264.193; 2038: 2282.3211; 2039: 2300.151; 2040: 2317.6607; 2041: 2334.8276; 2042: 2351.6281; 2043: 2368.0378; 2044: 2384.0312; 2045: 2399.5823
|  | CAPEX ($/kW) + AFUDC | 16hr Lithium-Ion | 2020: 6501.6139; 2021: 5610.9935; 2022: 5514.2125; 2023: 5160.4621; 2024: 4801.3687; 2025: 4625.4592; 2026: 4459.3847; 2027: 4320.971; 2028: 4165.7939; 2029: 4015.997; 2030: 3890.194; 2031: 3927.5488; 2032: 3963.1643; 2033: 3998.446; 2034: 4033.3618; 2035: 4067.8788; 2036: 4101.9623; 2037: 4135.5766; 2038: 4168.6847; 2039: 4201.2478; 2040: 4233.2261; 2041: 4264.5781; 2042: 4295.2606; 2043: 4325.2291; 2044: 4354.4373; 2045: 4382.8373
|  | CAPEX ($/kW) + AFUDC | 4 hr Vanadium Flow Battery | 2020: 1723.2354; 2021: 1572.0215; 2022: 1499.71; 2023: 1454.377; 2024: 1400.1264; 2025: 1372.5233; 2026: 1346.579; 2027: 1326.0497; 2028: 1306.7699; 2029: 1290.5057; 2030: 1272.5297; 2031: 1255.4674; 2032: 1239.7246; 2033: 1226.2115; 2034: 1215.4568; 2035: 1208.7391; 2036: 1204.5512; 2037: 1202.5822; 2038: 1203.3958; 2039: 1203.7279; 2040: 1203.5781; 2041: 1202.9463; 2042: 1201.833; 2043: 1200.2394; 2044: 1198.1672; 2045: 1195.6187
|  | CAPEX ($/kW) + AFUDC | 4 hr Zinc Bromide Flow Battery | 2020: 1938.6504; 2021: 1708.9203; 2022: 1575.3573; 2023: 1527.7377; 2024: 1470.7505; 2025: 1441.7552; 2026: 1414.5022; 2027: 1392.9373; 2028: 1372.685; 2029: 1355.6005; 2030: 1336.7177; 2031: 1318.7947; 2032: 1302.2579; 2033: 1288.0632; 2034: 1276.766; 2035: 1269.7094; 2036: 1265.3103; 2037: 1263.2419; 2038: 1264.0966; 2039: 1264.4455; 2040: 1264.2881; 2041: 1263.6244; 2042: 1262.455; 2043: 1260.781; 2044: 1258.6043; 2045: 1255.9272
|  | CAPEX ($/kW) + AFUDC | 100hr Iron Oxide | 2022: 2638.3375; 2023: 2667.5851; 2024: 2675.7277; 2025: 2680.776; 2026: 2685.8337; 2027: 2690.901; 2028: 2695.0988; 2029: 2699.3031; 2030: 2703.514; 2031: 2707.7315; 2032: 2711.9556; 2033: 2716.1862; 2034: 2720.4235; 2035: 2724.6673; 2036: 2728.9178; 2037: 2733.1749; 2038: 2737.4387; 2039: 2741.7091; 2040: 2745.9861; 2041: 2750.2699; 2042: 2754.5603; 2043: 2758.8574; 2044: 2763.1612; 2045: 2767.4718
|  | CAPEX ($/kW) + AFUDC | Liquid Air | 2022: 1735.7732; 2023: 1790.8319; 2024: 1832.9575; 2025: 1873.8936; 2026: 1915.7439; 2027: 1958.5288; 2028: 2001.6164; 2029: 2045.652; 2030: 2090.6563; 2031: 2136.6508; 2032: 2183.6571; 2033: 2231.6976; 2034: 2280.7949; 2035: 2330.9724; 2036: 2382.2538; 2037: 2434.6634; 2038: 2488.226; 2039: 2542.9669; 2040: 2598.9122; 2041: 2656.0883; 2042: 2714.5222; 2043: 2774.2417; 2044: 2835.275; 2045: 2897.6511
|  | CAPEX ($/kW) + AFUDC | Pumped Hydro (8.5 hr/ 400 MW share) | 2020: 4341.1262; 2021: 4449.6544; 2022: 4769.6344; 2023: 4920.9272; 2024: 5036.6817; 2025: 5149.1676; 2026: 5264.1657; 2027: 5381.7321; 2028: 5500.1302; 2029: 5621.133; 2030: 5744.7979; 2031: 5871.1835; 2032: 6000.3495; 2033: 6132.3572; 2034: 6267.2691; 2035: 6405.149; 2036: 6546.0623; 2037: 6690.0757; 2038: 6837.2573; 2039: 6987.677; 2040: 7141.4059; 2041: 7298.5168; 2042: 7459.0842; 2043: 7623.184; 2044: 7790.8941; 2045: 7962.2937
|  | CAPEX ($/kW) + AFUDC | Pumped Hydro (16 hr/ 100 MW) | 2020: 3765.1684; 2021: 3859.2976; 2022: 4136.8243; 2023: 4268.0444; 2024: 4368.4412; 2025: 4466.0031; 2026: 4565.7438; 2027: 4667.7121; 2028: 4770.4018; 2029: 4875.3506; 2030: 4982.6083; 2031: 5092.2257; 2032: 5204.2547; 2033: 5318.7483; 2034: 5435.7607; 2035: 5555.3475; 2036: 5677.5651; 2037: 5802.4715; 2038: 5930.1259; 2039: 6060.5887; 2040: 6193.9216; 2041: 6330.1879; 2042: 6469.452; 2043: 6611.78; 2044: 6757.2392; 2045: 6905.8984
|  | CAPEX ($/kW) + AFUDC | Pumped Hyrdo (24 hr/ 100 MW) | 2020: 3380.0595; 2021: 3464.561; 2022: 3713.7018; 2023: 3831.5004; 2024: 3921.6284; 2025: 4009.2115; 2026: 4098.7505; 2027: 4190.2893; 2028: 4282.4757; 2029: 4376.6901; 2030: 4472.9773; 2031: 4571.3828; 2032: 4671.9532; 2033: 4774.7362; 2034: 4879.7804; 2035: 4987.1356; 2036: 5096.8525; 2037: 5208.9833; 2038: 5323.5809; 2039: 5440.6997; 2040: 5560.3951; 2041: 5682.7238; 2042: 5807.7437; 2043: 5935.5141; 2044: 6066.0954; 2045: 6199.5495
|  | CAPEX ($/kW) + AFUDC | Wood Biomass | 2022: 5065.6785; 2023: 5226.3618; 2024: 5349.3011; 2025: 5468.7688; 2026: 5590.9046; 2027: 5715.7682; 2028: 5841.5151; 2029: 5970.0284; 2030: 6101.369; 2031: 6235.5991; 2032: 6372.7823; 2033: 6512.9835; 2034: 6656.2692; 2035: 6802.7071; 2036: 6952.3666; 2037: 7105.3187; 2038: 7261.6357; 2039: 7421.3917; 2040: 7584.6623; 2041: 7751.5249; 2042: 7922.0584; 2043: 8096.3437; 2044: 8274.4633; 2045: 8456.5015
|  | CAPEX ($/kW) + AFUDC | Rathdrum CT 2055 Uprates two unit operation | 2022: 864.2355; 2023: 891.649; 2024: 912.6232; 2025: 933.0051; 2026: 953.8423; 2027: 975.1447; 2028: 996.5979; 2029: 1018.5231; 2030: 1040.9306; 2031: 1063.831; 2032: 1087.2353; 2033: 1111.1545; 2034: 1135.5999; 2035: 1160.5831; 2036: 1186.1159; 2037: 1212.2105; 2038: 1238.8791; 2039: 1266.1345; 2040: 1293.9894; 2041: 1322.4572; 2042: 1351.5512; 2043: 1381.2854; 2044: 1411.6736; 2045: 1442.7305
|  | CAPEX ($/kW) + AFUDC | Rathdrum CT: Inlet Evaporation 2 unit operation | 2022: 156.3473; 2023: 161.3066; 2024: 165.101; 2025: 168.7882; 2026: 172.5578; 2027: 176.4116; 2028: 180.2927; 2029: 184.2591; 2030: 188.3128; 2031: 192.4557; 2032: 196.6897; 2033: 201.0169; 2034: 205.4393; 2035: 209.959; 2036: 214.578; 2037: 219.2988; 2038: 224.1233; 2039: 229.0541; 2040: 234.0932; 2041: 239.2433; 2042: 244.5066; 2043: 249.8858; 2044: 255.3833; 2045: 261.0017
|  | CAPEX ($/kW) + AFUDC | New Residential Solar | 2022: 3739.8262; 2023: 3858.4535; 2024: 3949.2156; 2025: 4037.4147; 2026: 4127.5837; 2027: 4219.7664; 2028: 4312.6012; 2029: 4407.4785; 2030: 4504.443; 2031: 4603.5407; 2032: 4704.8186; 2033: 4808.3246; 2034: 4914.1078; 2035: 5022.2181; 2036: 5132.7069; 2037: 5245.6265; 2038: 5361.0303; 2039: 5478.9729; 2040: 5599.5104; 2041: 5722.6996; 2042: 5848.599; 2043: 5977.2681; 2044: 6108.768; 2045: 6243.1609
|  | CAPEX ($/kW) + AFUDC | New Residential Solar + Storage (Solar Only) | 2022: 3739.8262; 2023: 3858.4535; 2024: 3949.2156; 2025: 4037.4147; 2026: 4127.5837; 2027: 4219.7664; 2028: 4312.6012; 2029: 4407.4785; 2030: 4504.443; 2031: 4603.5407; 2032: 4704.8186; 2033: 4808.3246; 2034: 4914.1078; 2035: 5022.2181; 2036: 5132.7069; 2037: 5245.6265; 2038: 5361.0303; 2039: 5478.9729; 2040: 5599.5104; 2041: 5722.6996; 2042: 5848.599; 2043: 5977.2681; 2044: 6108.768; 2045: 6243.1609
|  | CAPEX ($/kW) + AFUDC | New Residential Solar + Storage (Battery Only) | 2022: 3116.5218; 2023: 3215.3779; 2024: 3291.013; 2025: 3364.5123; 2026: 3439.6531; 2027: 3516.472; 2028: 3593.8344; 2029: 3672.8987; 2030: 3753.7025; 2031: 3836.2839; 2032: 3920.6822; 2033: 4006.9372; 2034: 4095.0898; 2035: 4185.1818; 2036: 4277.2558; 2037: 4371.3554; 2038: 4467.5252; 2039: 4565.8108; 2040: 4666.2586; 2041: 4768.9163; 2042: 4873.8325; 2043: 4981.0568; 2044: 5090.64; 2045: 5202.6341
|  | CAPEX ($/kW) + AFUDC | Existing Residential Solar | 2022: 4075.4516; 2023: 4204.725; 2024: 4303.6324; 2025: 4399.7468; 2026: 4498.0078; 2027: 4598.4633; 2028: 4699.6295; 2029: 4803.0214; 2030: 4908.6879; 2031: 5016.679; 2032: 5127.0459; 2033: 5239.8409; 2034: 5355.1174; 2035: 5472.93; 2036: 5593.3345; 2037: 5716.3878; 2038: 5842.1484; 2039: 5970.6756; 2040: 6102.0305; 2041: 6236.2752; 2042: 6373.4732; 2043: 6513.6896; 2044: 6656.9908; 2045: 6803.4446
|  | CAPEX ($/kW) + AFUDC | Existing Residential Solar + Storage (Solar Only) | 2022: 4075.4516; 2023: 4204.725; 2024: 4303.6324; 2025: 4399.7468; 2026: 4498.0078; 2027: 4598.4633; 2028: 4699.6295; 2029: 4803.0214; 2030: 4908.6879; 2031: 5016.679; 2032: 5127.0459; 2033: 5239.8409; 2034: 5355.1174; 2035: 5472.93; 2036: 5593.3345; 2037: 5716.3878; 2038: 5842.1484; 2039: 5970.6756; 2040: 6102.0305; 2041: 6236.2752; 2042: 6373.4732; 2043: 6513.6896; 2044: 6656.9908; 2045: 6803.4446
|  | CAPEX ($/kW) + AFUDC | Existing Residential Solar + Storage (Battery Only) | 2022: 3356.2543; 2023: 3462.7147; 2024: 3544.1678; 2025: 3623.3209; 2026: 3704.2418; 2027: 3786.9698; 2028: 3870.2832; 2029: 3955.4294; 2030: 4042.4488; 2031: 4131.3827; 2032: 4222.2731; 2033: 4315.1631; 2034: 4410.0967; 2035: 4507.1188; 2036: 4606.2755; 2037: 4707.6135; 2038: 4811.181; 2039: 4917.027; 2040: 5025.2016; 2041: 5135.756; 2042: 5248.7427; 2043: 5364.215; 2044: 5482.2277; 2045: 5602.8367
|  | CAPEX ($/kW) + AFUDC | Commercial Solar | 2022: 2766.5125; 2023: 2854.2662; 2024: 2921.4069; 2025: 2986.6517; 2026: 3053.3536; 2027: 3121.5451; 2028: 3190.2191; 2029: 3260.4039; 2030: 3332.1328; 2031: 3405.4397; 2032: 3480.3594; 2033: 3556.9273; 2034: 3635.1797; 2035: 3715.1537; 2036: 3796.8871; 2037: 3880.4186; 2038: 3965.7878; 2039: 4053.0351; 2040: 4142.2019; 2041: 4233.3303; 2042: 4326.4636; 2043: 4421.6458; 2044: 4518.922; 2045: 4618.3383
|  | CAPEX ($/kW) + AFUDC | Commercial Solar + Storage (Solar Only) | 2022: 2766.5125; 2023: 2854.2662; 2024: 2921.4069; 2025: 2986.6517; 2026: 3053.3536; 2027: 3121.5451; 2028: 3190.2191; 2029: 3260.4039; 2030: 3332.1328; 2031: 3405.4397; 2032: 3480.3594; 2033: 3556.9273; 2034: 3635.1797; 2035: 3715.1537; 2036: 3796.8871; 2037: 3880.4186; 2038: 3965.7878; 2039: 4053.0351; 2040: 4142.2019; 2041: 4233.3303; 2042: 4326.4636; 2043: 4421.6458; 2044: 4518.922; 2045: 4618.3383
|  | CAPEX ($/kW) + AFUDC | Commercial Solar + Storage (Battery Only) | 2022: 2685.0034; 2023: 2770.1717; 2024: 2835.3343; 2025: 2898.6567; 2026: 2963.3934; 2027: 3029.5759; 2028: 3096.2265; 2029: 3164.3435; 2030: 3233.9591; 2031: 3305.1062; 2032: 3377.8185; 2033: 3452.1305; 2034: 3528.0774; 2035: 3605.6951; 2036: 3685.0204; 2037: 3766.0908; 2038: 3848.9448; 2039: 3933.6216; 2040: 4020.1613; 2041: 4108.6048; 2042: 4198.9941; 2043: 4291.372; 2044: 4385.7822; 2045: 4482.2694
|  | CAPEX ($/kW) + AFUDC | Solar Photovoltaic Fixed Array (5 MW AC) | 2020: 2081.9348; 2021: 1866.0446; 2022: 1921.2475; 2023: 1900.6975; 2024: 1861.9986; 2025: 1818.3115; 2026: 1771.7444; 2027: 1722.1903; 2028: 1668.9947; 2029: 1612.625; 2030: 1552.9673; 2031: 1572.9898; 2032: 1593.1418; 2033: 1613.419; 2034: 1633.8174; 2035: 1654.3325; 2036: 1674.9594; 2037: 1695.6932; 2038: 1716.5287; 2039: 1737.4601; 2040: 1758.4818; 2041: 1779.5875; 2042: 1800.7707; 2043: 1822.0247; 2044: 1843.3422; 2045: 1864.7159
|  | CAPEX ($/kW) + AFUDC | Solar Photovoltaic Fixed Array (5 MW AC) + Storage (Solar Only) | 2020: 2081.9348; 2021: 1866.0446; 2022: 1921.2475; 2023: 1900.6975; 2024: 1861.9986; 2025: 1818.3115; 2026: 1771.7444; 2027: 1722.1903; 2028: 1668.9947; 2029: 1612.625; 2030: 1552.9673; 2031: 1572.9898; 2032: 1593.1418; 2033: 1613.419; 2034: 1633.8174; 2035: 1654.3325; 2036: 1674.9594; 2037: 1695.6932; 2038: 1716.5287; 2039: 1737.4601; 2040: 1758.4818; 2041: 1779.5875; 2042: 1800.7707; 2043: 1822.0247; 2044: 1843.3422; 2045: 1864.7159
|  | CAPEX ($/kW) + AFUDC | Solar Photovoltaic Fixed Array (5 MW AC) + Storage (Battery Only) | 2020: 2406.7417; 2021: 2107.3112; 2022: 2098.6483; 2023: 1983.4053; 2024: 1886.2648; 2025: 1824.6214; 2026: 1785.8057; 2027: 1753.3842; 2028: 1708.8266; 2029: 1680.34; 2030: 1649.7729; 2031: 1665.8301; 2032: 1680.9389; 2033: 1695.9061; 2034: 1710.7184; 2035: 1725.3616; 2036: 1739.8211; 2037: 1754.0817; 2038: 1768.1277; 2039: 1781.9428; 2040: 1795.51; 2041: 1808.8116; 2042: 1821.8295; 2043: 1834.5447; 2044: 1846.9377; 2045: 1858.988
|  | CAPEX ($/kW) + AFUDC | Solar Photovoltaic w/Single Axis Tracking (100 MW AC) | 2020: 1374.8626; 2021: 1232.2936; 2022: 1268.7484; 2023: 1255.1776; 2024: 1229.6217; 2025: 1200.7718; 2026: 1170.0199; 2027: 1137.2955; 2028: 1102.1663; 2029: 1064.9411; 2030: 1025.5444; 2031: 1038.7669; 2032: 1052.0747; 2033: 1065.4654; 2034: 1078.936; 2035: 1092.4837; 2036: 1106.1053; 2037: 1119.7974; 2038: 1133.5567; 2039: 1147.3793; 2040: 1161.2616; 2041: 1175.1993; 2042: 1189.1882; 2043: 1203.2238; 2044: 1217.3015; 2045: 1231.4162
|  | CAPEX ($/kW) + AFUDC | Southern NW Solar Photovoltaic w/ Single Axis Tracking (100 MW AC) | 2020: 1533.1629; 2021: 1394.5513; 2022: 1442.6743; 2023: 1434.6205; 2024: 1413.2856; 2025: 1388.5374; 2026: 1361.979; 2027: 1333.5417; 2028: 1302.7299; 2029: 1269.9171; 2030: 1235.0299; 2031: 1252.861; 2032: 1270.879; 2033: 1289.0833; 2034: 1307.4736; 2035: 1326.0491; 2036: 1344.8091; 2037: 1363.7527; 2038: 1382.879; 2039: 1402.1867; 2040: 1421.6747; 2041: 1441.3415; 2042: 1461.1856; 2043: 1481.2051; 2044: 1501.3984; 2045: 1521.7632
|  | CAPEX ($/kW) + AFUDC | 100 MW/400 MWh Lithium-ion w/Solar (Solar Only) | 2020: 1374.8626; 2021: 1232.2936; 2022: 1268.7484; 2023: 1255.1776; 2024: 1229.6217; 2025: 1200.7718; 2026: 1170.0199; 2027: 1137.2955; 2028: 1102.1663; 2029: 1064.9411; 2030: 1025.5444; 2031: 1038.7669; 2032: 1052.0747; 2033: 1065.4654; 2034: 1078.936; 2035: 1092.4837; 2036: 1106.1053; 2037: 1119.7974; 2038: 1133.5567; 2039: 1147.3793; 2040: 1161.2616; 2041: 1175.1993; 2042: 1189.1882; 2043: 1203.2238; 2044: 1217.3015; 2045: 1231.4162
|  | CAPEX ($/kW) + AFUDC | 100 MW/400 MWh Lithium-ion w/Solar (Battery Only) | 2020: 1822.811; 2021: 1596.0291; 2022: 1589.4681; 2023: 1502.1856; 2024: 1428.6137; 2025: 1381.9264; 2026: 1352.5283; 2027: 1327.973; 2028: 1294.226; 2029: 1272.6509; 2030: 1249.5001; 2031: 1261.6615; 2032: 1273.1045; 2033: 1284.4404; 2034: 1295.6589; 2035: 1306.7493; 2036: 1317.7005; 2037: 1328.5012; 2038: 1339.1394; 2039: 1349.6026; 2040: 1359.878; 2041: 1369.9524; 2042: 1379.8119; 2043: 1389.4421; 2044: 1398.8282; 2045: 1407.9548
|  | CAPEX ($/kW) + AFUDC | 100 MW/200 MWh Lithium-ion w/Solar (Solar Only) | 2020: 1374.8626; 2021: 1232.2936; 2022: 1268.7484; 2023: 1255.1776; 2024: 1229.6217; 2025: 1200.7718; 2026: 1170.0199; 2027: 1137.2955; 2028: 1102.1663; 2029: 1064.9411; 2030: 1025.5444; 2031: 1038.7669; 2032: 1052.0747; 2033: 1065.4654; 2034: 1078.936; 2035: 1092.4837; 2036: 1106.1053; 2037: 1119.7974; 2038: 1133.5567; 2039: 1147.3793; 2040: 1161.2616; 2041: 1175.1993; 2042: 1189.1882; 2043: 1203.2238; 2044: 1217.3015; 2045: 1231.4162
|  | CAPEX ($/kW) + AFUDC | 100 MW/200 MWh Lithium-ion w/Solar (Battery Only) | 2020: 1043.0105; 2021: 926.8684; 2022: 935.344; 2023: 892.4729; 2024: 866.4878; 2025: 841.3376; 2026: 834.7189; 2027: 829.1399; 2028: 815.6314; 2029: 815.4266; 2030: 809.3845; 2031: 817.347; 2032: 824.7612; 2033: 832.1061; 2034: 839.375; 2035: 846.561; 2036: 853.6569; 2037: 860.6553; 2038: 867.5485; 2039: 874.3284; 2040: 880.9867; 2041: 887.5148; 2042: 893.9037; 2043: 900.1442; 2044: 906.2267; 2045: 912.1411
|  | CAPEX ($/kW) + AFUDC | 50 MW/200 MWh Lithium-ion w/Solar (Solar Only) | 2020: 1374.8626; 2021: 1232.2936; 2022: 1268.7484; 2023: 1255.1776; 2024: 1229.6217; 2025: 1200.7718; 2026: 1170.0199; 2027: 1137.2955; 2028: 1102.1663; 2029: 1064.9411; 2030: 1025.5444; 2031: 1038.7669; 2032: 1052.0747; 2033: 1065.4654; 2034: 1078.936; 2035: 1092.4837; 2036: 1106.1053; 2037: 1119.7974; 2038: 1133.5567; 2039: 1147.3793; 2040: 1161.2616; 2041: 1175.1993; 2042: 1189.1882; 2043: 1203.2238; 2044: 1217.3015; 2045: 1231.4162
|  | CAPEX ($/kW) + AFUDC | 50 MW/200 MWh Lithium-ion w/Solar (Battery Only) | 2020: 1043.0105; 2021: 926.8684; 2022: 935.344; 2023: 892.4729; 2024: 866.4878; 2025: 841.3376; 2026: 834.7189; 2027: 829.1399; 2028: 815.6314; 2029: 815.4266; 2030: 809.3845; 2031: 817.347; 2032: 824.7612; 2033: 832.1061; 2034: 839.375; 2035: 846.561; 2036: 853.6569; 2037: 860.6553; 2038: 867.5485; 2039: 874.3284; 2040: 880.9867; 2041: 887.5148; 2042: 893.9037; 2043: 900.1442; 2044: 906.2267; 2045: 912.1411
|  | CAPEX ($/kW) + AFUDC | NW Wind On System (Share) | 2020: 1492.0683; 2021: 1475.8107; 2022: 1524.5271; 2023: 1513.6532; 2024: 1488.6335; 2025: 1459.9005; 2026: 1429.1415; 2027: 1396.2805; 2028: 1360.7951; 2029: 1323.0724; 2030: 1283.0314; 2031: 1298.1455; 2032: 1313.3036; 2033: 1328.5004; 2034: 1343.7303; 2035: 1358.9872; 2036: 1374.2651; 2037: 1389.5574; 2038: 1404.8575; 2039: 1420.1582; 2040: 1435.4522; 2041: 1450.7318; 2042: 1465.989; 2043: 1481.2153; 2044: 1496.402; 2045: 1511.54
|  | CAPEX ($/kW) + AFUDC | NW Wind Off System | 2020: 1614.9531; 2021: 1603.074; 2022: 1662.3423; 2023: 1657.2846; 2024: 1637.1222; 2025: 1613.2171; 2026: 1587.4277; 2027: 1559.6817; 2028: 1529.4058; 2029: 1497.0428; 2030: 1462.5157; 2031: 1481.8983; 2032: 1501.4258; 2033: 1521.0954; 2034: 1540.9037; 2035: 1560.8473; 2036: 1580.9227; 2037: 1601.1259; 2038: 1621.453; 2039: 1641.8994; 2040: 1662.4608; 2041: 1683.1321; 2042: 1703.9084; 2043: 1724.7841; 2044: 1745.7538; 2045: 1766.8112
|  | CAPEX ($/kW) + AFUDC | Wind Montana | 2020: 1651.345; 2021: 1639.0693; 2022: 1699.5259; 2023: 1694.203; 2024: 1673.4303; 2025: 1648.8244; 2026: 1622.2848; 2027: 1593.7373; 2028: 1562.5959; 2029: 1529.3129; 2030: 1493.8091; 2031: 1513.5603; 2032: 1533.4576; 2033: 1553.4978; 2034: 1573.6776; 2035: 1593.9933; 2036: 1614.4414; 2037: 1635.0176; 2038: 1655.7178; 2039: 1676.5374; 2040: 1697.4718; 2041: 1718.5158; 2042: 1739.6642; 2043: 1760.9113; 2044: 1782.2514; 2045: 1803.6781
|  | CAPEX ($/kW) + AFUDC | Off Shore Wind (Share) | 2020: 5808.7567; 2021: 5455.3591; 2022: 5581.7384; 2023: 5564.1317; 2024: 5540.4749; 2025: 5535.1227; 2026: 5547.1593; 2027: 5572.2312; 2028: 5605.742; 2029: 5647.6321; 2030: 5696.5913; 2031: 5751.671; 2032: 5812.1667; 2033: 5877.5447; 2034: 5947.3943; 2035: 6021.3956; 2036: 6099.2974; 2037: 6180.9012; 2038: 6266.0497; 2039: 6354.6184; 2040: 6446.5094; 2041: 6541.6462; 2042: 6639.9702; 2043: 6741.4377; 2044: 6846.0175; 2045: 6953.6892
|  | CAPEX ($/kW) + AFUDC | Small Modular Reactor (share) | 2020: 7873.3249; 2021: 8019.7229; 2022: 8542.3687; 2023: 8757.5558; 2024: 8906.4611; 2025: 9047.0056; 2026: 9189.3878; 2027: 9333.6124; 2028: 9476.6084; 2029: 9621.3754; 2030: 9767.9248; 2031: 9916.2632; 2032: 10066.4037; 2033: 10218.3566; 2034: 10372.1098; 2035: 10527.6928; 2036: 10685.0988; 2037: 10844.3414; 2038: 11005.4124; 2039: 11168.3237; 2040: 11333.0794; 2041: 11499.6666; 2042: 11668.1075; 2043: 11838.3934; 2044: 12010.5246; 2045: 12184.511
|  | CAPEX ($/kW) + AFUDC | Geothermal (Off System) | 2020: 5004.4917; 2021: 5055.7146; 2022: 5340.0743; 2023: 5427.7463; 2024: 5471.7854; 2025: 5508.4833; 2026: 5544.0913; 2027: 5578.5422; 2028: 5609.9369; 2029: 5640.013; 2030: 5668.6972; 2031: 5764.4415; 2032: 5861.8029; 2033: 5960.8088; 2034: 6061.4869; 2035: 6163.8654; 2036: 6267.9731; 2037: 6373.8391; 2038: 6481.4933; 2039: 6590.9657; 2040: 6702.2871; 2041: 6815.4887; 2042: 6930.6023; 2043: 7047.6602; 2044: 7166.6952; 2045: 7287.7407
|  | CAPEX ($/kW) + AFUDC | 7F.04 CT Frame Greenfield | 2022: 788.0761; 2023: 813.0739; 2024: 832.1998; 2025: 850.7855; 2026: 869.7864; 2027: 889.2117; 2028: 908.7743; 2029: 928.7673; 2030: 949.2002; 2031: 970.0826; 2032: 991.4244; 2033: 1013.2358; 2034: 1035.527; 2035: 1058.3086; 2036: 1081.5914; 2037: 1105.3864; 2038: 1129.7049; 2039: 1154.5584; 2040: 1179.9587; 2041: 1205.9177; 2042: 1232.4479; 2043: 1259.5618; 2044: 1287.2721; 2045: 1315.5921
|  | CAPEX ($/kW) + AFUDC | Reciprocating Engine (ICE) Machine | 2022: 1206.0772; 2023: 1244.334; 2024: 1273.6043; 2025: 1302.0482; 2026: 1331.1272; 2027: 1360.8557; 2028: 1390.7946; 2029: 1421.3921; 2030: 1452.6627; 2031: 1484.6213; 2032: 1517.2829; 2033: 1550.6631; 2034: 1584.7777; 2035: 1619.6428; 2036: 1655.275; 2037: 1691.691; 2038: 1728.9082; 2039: 1766.9442; 2040: 1805.817; 2041: 1845.545; 2042: 1886.147; 2043: 1927.6422; 2044: 1970.0503; 2045: 2013.3914
|  | CAPEX ($/kW) + AFUDC | NG CCCT (1x1 w/DF) | 2022: 1205.8546; 2023: 1244.1043; 2024: 1273.3693; 2025: 1301.8079; 2026: 1330.8816; 2027: 1360.6046; 2028: 1390.5379; 2029: 1421.1297; 2030: 1452.3946; 2031: 1484.3473; 2032: 1517.0029; 2033: 1550.377; 2034: 1584.4853; 2035: 1619.344; 2036: 1654.9695; 2037: 1691.3788; 2038: 1728.5892; 2039: 1766.6181; 2040: 1805.4837; 2041: 1845.2044; 2042: 1885.7989; 2043: 1927.2865; 2044: 1969.6868; 2045: 2013.0199
|  | CAPEX ($/kW) + AFUDC | Hydrogen Fuel Cell with 40 hrs Storage | 2020: 5669.808; 2021: 5811.5532; 2022: 6229.469; 2023: 6427.0678; 2024: 6578.2512; 2025: 6725.1654; 2026: 6875.3608; 2027: 7028.9105; 2028: 7183.5466; 2029: 7341.5846; 2030: 7503.0994; 2031: 7668.1676; 2032: 7836.8673; 2033: 8009.2784; 2034: 8185.4825; 2035: 8365.5631; 2036: 8549.6055; 2037: 8737.6968; 2038: 8929.9262; 2039: 9126.3845; 2040: 9327.165; 2041: 9532.3626; 2042: 9742.0746; 2043: 9956.4003; 2044: 10175.4411; 2045: 10399.3008
|  | CAPEX ($/kW) + AFUDC | 7F.04 CT Frame Greenfield + amonia + storage | 2022: 994.7433; 2023: 934.0931; 2024: 956.0657; 2025: 977.4179; 2026: 999.2469; 2027: 1021.5634; 2028: 1044.0378; 2029: 1067.0066; 2030: 1090.4807; 2031: 1114.4713; 2032: 1138.9897; 2033: 1164.0475; 2034: 1189.6565; 2035: 1215.8289; 2036: 1242.5772; 2037: 1269.9139; 2038: 1297.852; 2039: 1326.4047; 2040: 1355.5856; 2041: 1385.4085; 2042: 1415.8875; 2043: 1447.037; 2044: 1478.8718; 2045: 1511.407
Note on C50: +$500/kW for inflation and new tech risk

## Assumptions
[6 empty] | Tax Depreciation Schedules - MACRES | [22 empty] | Capital Recovery & Taxes Rates
Avista Discount Rate | 6.51% | Long Description | Debt | Equity | Long Description | 1 | 2 | 3 | 4 | 5 | 6 | 7 | 8 | 9 | 10 | 11 | 12 | 13 | 14 | 15 | 16 | 17 | 18 | 19 | 20 | 21 |  | Long Description | 1 | 2 | 3 | 4 | 5 | 6 | 7 | 8 | 9 | 10 | 11 | 12 | 13 | 14 | 15 | 16 | 17 | 18 | 19 | 20 | 21 | 22 | 23 | 24 | 25 | 26 | 27 | 28 | 29 | 30 | 31 | 32 | 33 | 34 | 35 | 36 | 37 | 38 | 39 | 40 | 41 | 42 | 43 | 44 | 45 | 46 | 47 | 48 | 49 | 50
Misc Fees | 2.915% | 7F.04 CT Frame Greenfield |  |  | 7F.04 CT Frame Greenfield | [22 empty] | 7F.04 CT Frame Greenfield | 14.07% | 13.67% | 13.24% | 12.82% | 12.42% | 12.02% | 11.62% | 11.24% | 10.86% | 10.48% | 10.1% | 9.724% | 9.344% | 8.965% | 8.586% | 8.207% | 7.828% | 7.448% | 7.069% | 6.69% | 6.332% | 6.017% | 5.724% | 5.43% | 5.137% | 4.843% | 4.55% | 4.256% | 3.963% | 3.67%
Fed Tax Rate | 21% | Reciprocating Engine (ICE) Machine |  |  | Reciprocating Engine (ICE) Machine | [22 empty] | Reciprocating Engine (ICE) Machine | 14.07% | 13.67% | 13.24% | 12.82% | 12.42% | 12.02% | 11.62% | 11.24% | 10.86% | 10.48% | 10.1% | 9.724% | 9.344% | 8.965% | 8.586% | 8.207% | 7.828% | 7.448% | 7.069% | 6.69% | 6.332% | 6.017% | 5.724% | 5.43% | 5.137% | 4.843% | 4.55% | 4.256% | 3.963% | 3.67%
Debt Rate | 5.5% | NG CCCT (1x1 w/DF) |  |  | NG CCCT (1x1 w/DF) | [22 empty] | NG CCCT (1x1 w/DF) | 14.07% | 13.67% | 13.24% | 12.82% | 12.42% | 12.02% | 11.62% | 11.24% | 10.86% | 10.48% | 10.1% | 9.724% | 9.344% | 8.965% | 8.586% | 8.207% | 7.828% | 7.448% | 7.069% | 6.69% | 6.332% | 6.017% | 5.724% | 5.43% | 5.137% | 4.843% | 4.55% | 4.256% | 3.963% | 3.67%
Property Tax | 1% | Small Modular Reactor (share) | 67% | 33% | Small Modular Reactor (share) | 3.75% | 7.219% | 6.678% | 6.178% | 5.715% | 5.286% | 4.89% | 4.523% | 4.461% | 4.461% | 4.461% | 4.461% | 4.461% | 4.461% | 4.461% | 4.461% | 4.461% | 4.461% | 4.461% | 4.461% | 2.229% |  | Small Modular Reactor (share)
Tax Equity Return | 8% | NW Wind On System (Share) | 67.1% | 32.9% | NW Wind On System (Share) | 20% | 32% | 19.2% | 11.52% | 11.52% | 5.76% | [16 empty] | NW Wind On System (Share)
Washington Sales Tax Rate: | 8.9% | NW Wind Off System | 67.1% | 32.9% | NW Wind Off System | 20% | 32% | 19.2% | 11.52% | 11.52% | 5.76% | [16 empty] | NW Wind Off System
Idaho Sales Tax Rate: | 6% | Wind Montana | 67.1% | 32.9% | Wind Montana | 20% | 32% | 19.2% | 11.52% | 11.52% | 5.76% | [16 empty] | Wind Montana
|  | Off Shore Wind (Share) | 68.5% | 31.5% | Off Shore Wind (Share) | 20% | 32% | 19.2% | 11.52% | 11.52% | 5.76% | [16 empty] | Off Shore Wind (Share)
|  | New Residential Solar | 75.8% | 24.2% | New Residential Solar | 20% | 32% | 19.2% | 11.52% | 11.52% | 5.76% | [16 empty] | New Residential Solar
|  | New Residential Solar + Storage | 75.8% | 24.2% | New Residential Solar + Storage | 20% | 32% | 19.2% | 11.52% | 11.52% | 5.76% |  |  |  |  | 14.29% | 24.49% | 17.49% | 12.5% | 8.925% | 8.925% | 8.925% | 4.461% |  |  |  |  | New Residential Solar + Storage
|  | Existing Residential Solar | 75.8% | 24.2% | Existing Residential Solar | 20% | 32% | 19.2% | 11.52% | 11.52% | 5.76% | [16 empty] | Existing Residential Solar
|  | Existing Residential Solar + Storage | 75.8% | 24.2% | Existing Residential Solar + Storage | 20% | 32% | 19.2% | 11.52% | 11.52% | 5.76% |  |  |  |  | 14.29% | 24.49% | 17.49% | 12.5% | 8.925% | 8.925% | 8.925% | 4.461% |  |  |  |  | Existing Residential Solar + Storage
|  | Commercial Solar | 75.9% | 24.1% | Commercial Solar | 20% | 32% | 19.2% | 11.52% | 11.52% | 5.76% | [16 empty] | Commercial Solar
|  | Commercial Solar + Storage | 75.9% | 24.1% | Commercial Solar + Storage | 20% | 32% | 19.2% | 11.52% | 11.52% | 5.76% |  |  |  |  | 14.29% | 24.49% | 17.49% | 12.5% | 8.925% | 8.925% | 8.925% | 4.461% |  |  |  |  | Commercial Solar + Storage
|  | Solar Photovoltaic Fixed Array (5 MW AC) | 73.5% | 26.5% | Solar Photovoltaic Fixed Array (5 MW AC) | 20% | 32% | 19.2% | 11.52% | 11.52% | 5.76% | [16 empty] | Solar Photovoltaic Fixed Array (5 MW AC)
|  | Solar Photovoltaic Fixed Array (5 MW AC) + Storage | 73.5% | 26.5% | Solar Photovoltaic Fixed Array (5 MW AC) + Storage | 20% | 32% | 19.2% | 11.52% | 11.52% | 5.76% |  |  |  |  | 14.29% | 24.49% | 17.49% | 12.5% | 8.925% | 8.925% | 8.925% | 4.461% |  |  |  |  | Solar Photovoltaic Fixed Array (5 MW AC) + Storage
|  | Solar Photovoltaic w/Single Axis Tracking (100 MW AC) | 73.5% | 26.5% | Solar Photovoltaic w/Single Axis Tracking (100 MW AC) | 20% | 32% | 19.2% | 11.52% | 11.52% | 5.76% | [16 empty] | Solar Photovoltaic w/Single Axis Tracking (100 MW AC)
|  | Southern NW Solar Photovoltaic w/ Single Axis Tracking (100 MW AC) | 73.5% | 26.5% | Southern NW Solar Photovoltaic w/ Single Axis Tracking (100 MW AC) | 20% | 32% | 19.2% | 11.52% | 11.52% | 5.76% | [16 empty] | Southern NW Solar Photovoltaic w/ Single Axis Tracking (100 MW AC)
|  | 100 MW/400 MWh Lithium-ion w/Solar | 73.5% | 26.5% | 100 MW/400 MWh Lithium-ion w/Solar | 20% | 32% | 19.2% | 11.52% | 11.52% | 5.76% |  |  |  |  | 14.29% | 24.49% | 17.49% | 12.5% | 8.925% | 8.925% | 8.925% | 4.461% |  |  |  |  | 100 MW/400 MWh Lithium-ion w/Solar
|  | 100 MW/200 MWh Lithium-ion w/Solar | 73.5% | 26.5% | 100 MW/200 MWh Lithium-ion w/Solar | 20% | 32% | 19.2% | 11.52% | 11.52% | 5.76% |  |  |  |  | 14.29% | 24.49% | 17.49% | 12.5% | 8.925% | 8.925% | 8.925% | 4.461% |  |  |  |  | 100 MW/200 MWh Lithium-ion w/Solar
|  | 50 MW/200 MWh Lithium-ion w/Solar | 73.5% | 26.5% | 50 MW/200 MWh Lithium-ion w/Solar | 20% | 32% | 19.2% | 11.52% | 11.52% | 5.76% |  |  |  |  | 14.29% | 24.49% | 17.49% | 12.5% | 8.925% | 8.925% | 8.925% | 4.461% |  |  |  |  | 50 MW/200 MWh Lithium-ion w/Solar
|  | Distribution Scale 4hr Lithium-Ion |  |  | Distribution Scale 4hr Lithium-Ion | [22 empty] | Distribution Scale 4hr Lithium-Ion | Capital Recovery & Taxes Rates 1: 17.58%; Capital Recovery & Taxes Rates 2: 16.55%; Capital Recovery & Taxes Rates 3: 15.53%; Capital Recovery & Taxes Rates 4: 14.67%; Capital Recovery & Taxes Rates 5: 13.88%; Capital Recovery & Taxes Rates 6: 13.13%; Capital Recovery & Taxes Rates 7: 12.48%; Capital Recovery & Taxes Rates 8: 11.87%; Capital Recovery & Taxes Rates 9: 11.26%; Capital Recovery & Taxes Rates 10: 10.66%; Capital Recovery & Taxes Rates 11: 10.05%; Capital Recovery & Taxes Rates 12: 9.446%; Capital Recovery & Taxes Rates 13: 8.84%; Capital Recovery & Taxes Rates 14: 8.234%; Capital Recovery & Taxes Rates 15: 7.627%
|  | Distribution Scale 8hr Lithium-Ion |  |  | Distribution Scale 8hr Lithium-Ion | [22 empty] | Distribution Scale 8hr Lithium-Ion | Capital Recovery & Taxes Rates 1: 17.58%; Capital Recovery & Taxes Rates 2: 16.55%; Capital Recovery & Taxes Rates 3: 15.53%; Capital Recovery & Taxes Rates 4: 14.67%; Capital Recovery & Taxes Rates 5: 13.88%; Capital Recovery & Taxes Rates 6: 13.13%; Capital Recovery & Taxes Rates 7: 12.48%; Capital Recovery & Taxes Rates 8: 11.87%; Capital Recovery & Taxes Rates 9: 11.26%; Capital Recovery & Taxes Rates 10: 10.66%; Capital Recovery & Taxes Rates 11: 10.05%; Capital Recovery & Taxes Rates 12: 9.446%; Capital Recovery & Taxes Rates 13: 8.84%; Capital Recovery & Taxes Rates 14: 8.234%; Capital Recovery & Taxes Rates 15: 7.627%
|  | 4hr Lithium-Ion |  |  | 4hr Lithium-Ion | [22 empty] | 4hr Lithium-Ion | Capital Recovery & Taxes Rates 1: 17.58%; Capital Recovery & Taxes Rates 2: 16.55%; Capital Recovery & Taxes Rates 3: 15.53%; Capital Recovery & Taxes Rates 4: 14.67%; Capital Recovery & Taxes Rates 5: 13.88%; Capital Recovery & Taxes Rates 6: 13.13%; Capital Recovery & Taxes Rates 7: 12.48%; Capital Recovery & Taxes Rates 8: 11.87%; Capital Recovery & Taxes Rates 9: 11.26%; Capital Recovery & Taxes Rates 10: 10.66%; Capital Recovery & Taxes Rates 11: 10.05%; Capital Recovery & Taxes Rates 12: 9.446%; Capital Recovery & Taxes Rates 13: 8.84%; Capital Recovery & Taxes Rates 14: 8.234%; Capital Recovery & Taxes Rates 15: 7.627%
|  | 8hr Lithium-Ion |  |  | 8hr Lithium-Ion | [22 empty] | 8hr Lithium-Ion | Capital Recovery & Taxes Rates 1: 17.58%; Capital Recovery & Taxes Rates 2: 16.55%; Capital Recovery & Taxes Rates 3: 15.53%; Capital Recovery & Taxes Rates 4: 14.67%; Capital Recovery & Taxes Rates 5: 13.88%; Capital Recovery & Taxes Rates 6: 13.13%; Capital Recovery & Taxes Rates 7: 12.48%; Capital Recovery & Taxes Rates 8: 11.87%; Capital Recovery & Taxes Rates 9: 11.26%; Capital Recovery & Taxes Rates 10: 10.66%; Capital Recovery & Taxes Rates 11: 10.05%; Capital Recovery & Taxes Rates 12: 9.446%; Capital Recovery & Taxes Rates 13: 8.84%; Capital Recovery & Taxes Rates 14: 8.234%; Capital Recovery & Taxes Rates 15: 7.627%
|  | 16hr Lithium-Ion |  |  | 16hr Lithium-Ion | [22 empty] | 16hr Lithium-Ion | Capital Recovery & Taxes Rates 1: 17.58%; Capital Recovery & Taxes Rates 2: 16.55%; Capital Recovery & Taxes Rates 3: 15.53%; Capital Recovery & Taxes Rates 4: 14.67%; Capital Recovery & Taxes Rates 5: 13.88%; Capital Recovery & Taxes Rates 6: 13.13%; Capital Recovery & Taxes Rates 7: 12.48%; Capital Recovery & Taxes Rates 8: 11.87%; Capital Recovery & Taxes Rates 9: 11.26%; Capital Recovery & Taxes Rates 10: 10.66%; Capital Recovery & Taxes Rates 11: 10.05%; Capital Recovery & Taxes Rates 12: 9.446%; Capital Recovery & Taxes Rates 13: 8.84%; Capital Recovery & Taxes Rates 14: 8.234%; Capital Recovery & Taxes Rates 15: 7.627%
|  | 4 hr Vanadium Flow Battery |  |  | 4 hr Vanadium Flow Battery | [22 empty] | 4 hr Vanadium Flow Battery | Capital Recovery & Taxes Rates 1: 15.83%; Capital Recovery & Taxes Rates 2: 14.95%; Capital Recovery & Taxes Rates 3: 14.08%; Capital Recovery & Taxes Rates 4: 13.37%; Capital Recovery & Taxes Rates 5: 12.73%; Capital Recovery & Taxes Rates 6: 12.13%; Capital Recovery & Taxes Rates 7: 11.63%; Capital Recovery & Taxes Rates 8: 11.18%; Capital Recovery & Taxes Rates 9: 10.72%; Capital Recovery & Taxes Rates 10: 10.27%; Capital Recovery & Taxes Rates 11: 9.812%; Capital Recovery & Taxes Rates 12: 9.358%; Capital Recovery & Taxes Rates 13: 8.903%; Capital Recovery & Taxes Rates 14: 8.448%; Capital Recovery & Taxes Rates 15: 7.994%; Capital Recovery & Taxes Rates 16: 7.539%; Capital Recovery & Taxes Rates 17: 7.084%; Capital Recovery & Taxes Rates 18: 6.63%; Capital Recovery & Taxes Rates 19: 6.175%; Capital Recovery & Taxes Rates 20: 5.721%
|  | 4 hr Zinc Bromide Flow Battery |  |  | 4 hr Zinc Bromide Flow Battery | [22 empty] | 4 hr Zinc Bromide Flow Battery | Capital Recovery & Taxes Rates 1: 15.83%; Capital Recovery & Taxes Rates 2: 14.95%; Capital Recovery & Taxes Rates 3: 14.08%; Capital Recovery & Taxes Rates 4: 13.37%; Capital Recovery & Taxes Rates 5: 12.73%; Capital Recovery & Taxes Rates 6: 12.13%; Capital Recovery & Taxes Rates 7: 11.63%; Capital Recovery & Taxes Rates 8: 11.18%; Capital Recovery & Taxes Rates 9: 10.72%; Capital Recovery & Taxes Rates 10: 10.27%; Capital Recovery & Taxes Rates 11: 9.812%; Capital Recovery & Taxes Rates 12: 9.358%; Capital Recovery & Taxes Rates 13: 8.903%; Capital Recovery & Taxes Rates 14: 8.448%; Capital Recovery & Taxes Rates 15: 7.994%; Capital Recovery & Taxes Rates 16: 7.539%; Capital Recovery & Taxes Rates 17: 7.084%; Capital Recovery & Taxes Rates 18: 6.63%; Capital Recovery & Taxes Rates 19: 6.175%; Capital Recovery & Taxes Rates 20: 5.721%
|  | 100hr Iron Oxide |  |  | 100hr Iron Oxide | [22 empty] | 100hr Iron Oxide | Capital Recovery & Taxes Rates 1: 15.83%; Capital Recovery & Taxes Rates 2: 14.95%; Capital Recovery & Taxes Rates 3: 14.08%; Capital Recovery & Taxes Rates 4: 13.37%; Capital Recovery & Taxes Rates 5: 12.73%; Capital Recovery & Taxes Rates 6: 12.13%; Capital Recovery & Taxes Rates 7: 11.63%; Capital Recovery & Taxes Rates 8: 11.18%; Capital Recovery & Taxes Rates 9: 10.72%; Capital Recovery & Taxes Rates 10: 10.27%; Capital Recovery & Taxes Rates 11: 9.812%; Capital Recovery & Taxes Rates 12: 9.358%; Capital Recovery & Taxes Rates 13: 8.903%; Capital Recovery & Taxes Rates 14: 8.448%; Capital Recovery & Taxes Rates 15: 7.994%; Capital Recovery & Taxes Rates 16: 7.539%; Capital Recovery & Taxes Rates 17: 7.084%; Capital Recovery & Taxes Rates 18: 6.63%; Capital Recovery & Taxes Rates 19: 6.175%; Capital Recovery & Taxes Rates 20: 5.721%
|  | Geothermal (Off System) | 73.7% | 26.3% | Geothermal (Off System) | 20% | 32% | 19.2% | 11.52% | 11.52% | 5.76% | [16 empty] | Geothermal (Off System)
|  | Hydrogen Fuel Cell with 40 hrs Storage |  |  | Hydrogen Fuel Cell with 40 hrs Storage | [22 empty] | Hydrogen Fuel Cell with 40 hrs Storage | 14.07% | 13.67% | 13.24% | 12.82% | 12.42% | 12.02% | 11.62% | 11.24% | 10.86% | 10.48% | 10.1% | 9.724% | 9.344% | 8.965% | 8.586% | 8.207% | 7.828% | 7.448% | 7.069% | 6.69% | 6.332% | 6.017% | 5.724% | 5.43% | 5.137% | 4.843% | 4.55% | 4.256% | 3.963% | 3.67%
|  | 7F.04 CT Frame Greenfield + amonia + storage |  |  | 7F.04 CT Frame Greenfield + amonia + storage | [22 empty] | 7F.04 CT Frame Greenfield + amonia + storage | 14.07% | 13.67% | 13.24% | 12.82% | 12.42% | 12.02% | 11.62% | 11.24% | 10.86% | 10.48% | 10.1% | 9.724% | 9.344% | 8.965% | 8.586% | 8.207% | 7.828% | 7.448% | 7.069% | 6.69% | 6.332% | 6.017% | 5.724% | 5.43% | 5.137% | 4.843% | 4.55% | 4.256% | 3.963% | 3.67%
|  | Liquid Air |  |  | Liquid Air | [22 empty] | Liquid Air | Capital Recovery & Taxes Rates 1: 15.83%; Capital Recovery & Taxes Rates 2: 14.95%; Capital Recovery & Taxes Rates 3: 14.08%; Capital Recovery & Taxes Rates 4: 13.37%; Capital Recovery & Taxes Rates 5: 12.73%; Capital Recovery & Taxes Rates 6: 12.13%; Capital Recovery & Taxes Rates 7: 11.63%; Capital Recovery & Taxes Rates 8: 11.18%; Capital Recovery & Taxes Rates 9: 10.72%; Capital Recovery & Taxes Rates 10: 10.27%; Capital Recovery & Taxes Rates 11: 9.812%; Capital Recovery & Taxes Rates 12: 9.358%; Capital Recovery & Taxes Rates 13: 8.903%; Capital Recovery & Taxes Rates 14: 8.448%; Capital Recovery & Taxes Rates 15: 7.994%; Capital Recovery & Taxes Rates 16: 7.539%; Capital Recovery & Taxes Rates 17: 7.084%; Capital Recovery & Taxes Rates 18: 6.63%; Capital Recovery & Taxes Rates 19: 6.175%; Capital Recovery & Taxes Rates 20: 5.721%
|  | Pumped Hydro (8.5 hr/ 400 MW share) |  |  | Pumped Hydro (8.5 hr/ 400 MW share) | [22 empty] | Pumped Hydro (8.5 hr/ 400 MW share) | 12.67% | 12.06% | 11.46% | 11.03% | 10.66% | 10.34% | 10.11% | 9.926% | 9.744% | 9.562% | 9.38% | 9.198% | 9.017% | 8.835% | 8.653% | 8.471% | 8.289% | 8.107% | 7.926% | 7.744% | 7.562% | 7.38% | 7.198% | 7.016% | 6.834% | 6.653% | 6.471% | 6.289% | 6.107% | 5.925% | 5.743% | 5.561% | 5.38% | 5.198% | 5.016% | 4.834% | 4.652% | 4.47% | 4.289% | 4.107% | 3.925% | 3.743% | 3.561% | 3.379% | 3.197% | 3.016% | 2.834% | 2.652% | 2.47% | 2.288%
|  | Pumped Hydro (16 hr/ 100 MW) |  |  | Pumped Hydro (16 hr/ 100 MW) | [22 empty] | Pumped Hydro (16 hr/ 100 MW) | 12.67% | 12.06% | 11.46% | 11.03% | 10.66% | 10.34% | 10.11% | 9.926% | 9.744% | 9.562% | 9.38% | 9.198% | 9.017% | 8.835% | 8.653% | 8.471% | 8.289% | 8.107% | 7.926% | 7.744% | 7.562% | 7.38% | 7.198% | 7.016% | 6.834% | 6.653% | 6.471% | 6.289% | 6.107% | 5.925% | 5.743% | 5.561% | 5.38% | 5.198% | 5.016% | 4.834% | 4.652% | 4.47% | 4.289% | 4.107% | 3.925% | 3.743% | 3.561% | 3.379% | 3.197% | 3.016% | 2.834% | 2.652% | 2.47% | 2.288%
|  | Pumped Hyrdo (24 hr/ 100 MW) |  |  | Pumped Hyrdo (24 hr/ 100 MW) | [22 empty] | Pumped Hyrdo (24 hr/ 100 MW) | 12.67% | 12.06% | 11.46% | 11.03% | 10.66% | 10.34% | 10.11% | 9.926% | 9.744% | 9.562% | 9.38% | 9.198% | 9.017% | 8.835% | 8.653% | 8.471% | 8.289% | 8.107% | 7.926% | 7.744% | 7.562% | 7.38% | 7.198% | 7.016% | 6.834% | 6.653% | 6.471% | 6.289% | 6.107% | 5.925% | 5.743% | 5.561% | 5.38% | 5.198% | 5.016% | 4.834% | 4.652% | 4.47% | 4.289% | 4.107% | 3.925% | 3.743% | 3.561% | 3.379% | 3.197% | 3.016% | 2.834% | 2.652% | 2.47% | 2.288%
|  | Wood Biomass |  |  | Wood Biomass | [22 empty] | Wood Biomass | Capital Recovery & Taxes Rates 1: 15.75%; Capital Recovery & Taxes Rates 2: 15.21%; Capital Recovery & Taxes Rates 3: 14.63%; Capital Recovery & Taxes Rates 4: 14.07%; Capital Recovery & Taxes Rates 5: 13.52%; Capital Recovery & Taxes Rates 6: 12.97%; Capital Recovery & Taxes Rates 7: 12.43%; Capital Recovery & Taxes Rates 8: 11.9%; Capital Recovery & Taxes Rates 9: 11.38%; Capital Recovery & Taxes Rates 10: 10.85%; Capital Recovery & Taxes Rates 11: 10.32%; Capital Recovery & Taxes Rates 12: 9.798%; Capital Recovery & Taxes Rates 13: 9.272%; Capital Recovery & Taxes Rates 14: 8.746%; Capital Recovery & Taxes Rates 15: 8.22%; Capital Recovery & Taxes Rates 16: 7.694%; Capital Recovery & Taxes Rates 17: 7.168%; Capital Recovery & Taxes Rates 18: 6.642%; Capital Recovery & Taxes Rates 19: 6.116%; Capital Recovery & Taxes Rates 20: 5.59%
|  | Rathdrum CT 2055 Uprates two unit operation |  |  | Rathdrum CT 2055 Uprates two unit operation | [22 empty] | Rathdrum CT 2055 Uprates two unit operation | Capital Recovery & Taxes Rates 1: 15.75%; Capital Recovery & Taxes Rates 2: 15.21%; Capital Recovery & Taxes Rates 3: 14.63%; Capital Recovery & Taxes Rates 4: 14.07%; Capital Recovery & Taxes Rates 5: 13.52%; Capital Recovery & Taxes Rates 6: 12.97%; Capital Recovery & Taxes Rates 7: 12.43%; Capital Recovery & Taxes Rates 8: 11.9%; Capital Recovery & Taxes Rates 9: 11.38%; Capital Recovery & Taxes Rates 10: 10.85%; Capital Recovery & Taxes Rates 11: 10.32%; Capital Recovery & Taxes Rates 12: 9.798%; Capital Recovery & Taxes Rates 13: 9.272%; Capital Recovery & Taxes Rates 14: 8.746%; Capital Recovery & Taxes Rates 15: 8.22%; Capital Recovery & Taxes Rates 16: 7.694%; Capital Recovery & Taxes Rates 17: 7.168%; Capital Recovery & Taxes Rates 18: 6.642%; Capital Recovery & Taxes Rates 19: 6.116%; Capital Recovery & Taxes Rates 20: 5.59%
|  | Rathdrum CT: Inlet Evaporation 2 unit operation |  |  | Rathdrum CT: Inlet Evaporation 2 unit operation | [22 empty] | Rathdrum CT: Inlet Evaporation 2 unit operation | Capital Recovery & Taxes Rates 1: 15.75%; Capital Recovery & Taxes Rates 2: 15.21%; Capital Recovery & Taxes Rates 3: 14.63%; Capital Recovery & Taxes Rates 4: 14.07%; Capital Recovery & Taxes Rates 5: 13.52%; Capital Recovery & Taxes Rates 6: 12.97%; Capital Recovery & Taxes Rates 7: 12.43%; Capital Recovery & Taxes Rates 8: 11.9%; Capital Recovery & Taxes Rates 9: 11.38%; Capital Recovery & Taxes Rates 10: 10.85%; Capital Recovery & Taxes Rates 11: 10.32%; Capital Recovery & Taxes Rates 12: 9.798%; Capital Recovery & Taxes Rates 13: 9.272%; Capital Recovery & Taxes Rates 14: 8.746%; Capital Recovery & Taxes Rates 15: 8.22%; Capital Recovery & Taxes Rates 16: 7.694%; Capital Recovery & Taxes Rates 17: 7.168%; Capital Recovery & Taxes Rates 18: 6.642%; Capital Recovery & Taxes Rates 19: 6.116%; Capital Recovery & Taxes Rates 20: 5.59%
[27 empty] | Build Year | Capital Recovery & Taxes Rates
[26 empty] | Rathdrum | 2026 | 20-year depreciation life | Capital Recovery & Taxes Rates 1: 15.75%; Capital Recovery & Taxes Rates 2: 15.21%; Capital Recovery & Taxes Rates 3: 14.63%; Capital Recovery & Taxes Rates 4: 14.07%; Capital Recovery & Taxes Rates 5: 13.52%; Capital Recovery & Taxes Rates 6: 12.97%; Capital Recovery & Taxes Rates 7: 12.43%; Capital Recovery & Taxes Rates 8: 11.9%; Capital Recovery & Taxes Rates 9: 11.38%; Capital Recovery & Taxes Rates 10: 10.85%; Capital Recovery & Taxes Rates 11: 10.32%; Capital Recovery & Taxes Rates 12: 9.798%; Capital Recovery & Taxes Rates 13: 9.272%; Capital Recovery & Taxes Rates 14: 8.746%; Capital Recovery & Taxes Rates 15: 8.22%; Capital Recovery & Taxes Rates 16: 7.694%; Capital Recovery & Taxes Rates 17: 7.168%; Capital Recovery & Taxes Rates 18: 6.642%; Capital Recovery & Taxes Rates 19: 6.116%; Capital Recovery & Taxes Rates 20: 5.59%
[27 empty] | 2027 | 19-year depreciation life | Capital Recovery & Taxes Rates 1: 16.02%; Capital Recovery & Taxes Rates 2: 15.45%; Capital Recovery & Taxes Rates 3: 14.85%; Capital Recovery & Taxes Rates 4: 14.27%; Capital Recovery & Taxes Rates 5: 13.69%; Capital Recovery & Taxes Rates 6: 13.12%; Capital Recovery & Taxes Rates 7: 12.56%; Capital Recovery & Taxes Rates 8: 12.01%; Capital Recovery & Taxes Rates 9: 11.46%; Capital Recovery & Taxes Rates 10: 10.91%; Capital Recovery & Taxes Rates 11: 10.36%; Capital Recovery & Taxes Rates 12: 9.809%; Capital Recovery & Taxes Rates 13: 9.26%; Capital Recovery & Taxes Rates 14: 8.711%; Capital Recovery & Taxes Rates 15: 8.162%; Capital Recovery & Taxes Rates 16: 7.613%; Capital Recovery & Taxes Rates 17: 7.064%; Capital Recovery & Taxes Rates 18: 6.515%; Capital Recovery & Taxes Rates 19: 5.965%; Capital Recovery & Taxes Rates 20: 0.08571%
[27 empty] | 2028 | 18-year depreciation life | Capital Recovery & Taxes Rates 1: 16.32%; Capital Recovery & Taxes Rates 2: 15.72%; Capital Recovery & Taxes Rates 3: 15.1%; Capital Recovery & Taxes Rates 4: 14.49%; Capital Recovery & Taxes Rates 5: 13.88%; Capital Recovery & Taxes Rates 6: 13.29%; Capital Recovery & Taxes Rates 7: 12.7%; Capital Recovery & Taxes Rates 8: 12.12%; Capital Recovery & Taxes Rates 9: 11.55%; Capital Recovery & Taxes Rates 10: 10.97%; Capital Recovery & Taxes Rates 11: 10.4%; Capital Recovery & Taxes Rates 12: 9.822%; Capital Recovery & Taxes Rates 13: 9.247%; Capital Recovery & Taxes Rates 14: 8.672%; Capital Recovery & Taxes Rates 15: 8.098%; Capital Recovery & Taxes Rates 16: 7.523%; Capital Recovery & Taxes Rates 17: 6.948%; Capital Recovery & Taxes Rates 18: 6.373%; Capital Recovery & Taxes Rates 19: 0.1715%; Capital Recovery & Taxes Rates 20: 0.08571%
[27 empty] | 2029 | 17-year depreciation life | Capital Recovery & Taxes Rates 1: 16.65%; Capital Recovery & Taxes Rates 2: 16.02%; Capital Recovery & Taxes Rates 3: 15.37%; Capital Recovery & Taxes Rates 4: 14.73%; Capital Recovery & Taxes Rates 5: 14.1%; Capital Recovery & Taxes Rates 6: 13.48%; Capital Recovery & Taxes Rates 7: 12.86%; Capital Recovery & Taxes Rates 8: 12.25%; Capital Recovery & Taxes Rates 9: 11.65%; Capital Recovery & Taxes Rates 10: 11.04%; Capital Recovery & Taxes Rates 11: 10.44%; Capital Recovery & Taxes Rates 12: 9.837%; Capital Recovery & Taxes Rates 13: 9.233%; Capital Recovery & Taxes Rates 14: 8.629%; Capital Recovery & Taxes Rates 15: 8.026%; Capital Recovery & Taxes Rates 16: 7.422%; Capital Recovery & Taxes Rates 17: 6.819%; Capital Recovery & Taxes Rates 18: 0.2572%; Capital Recovery & Taxes Rates 19: 0.1715%; Capital Recovery & Taxes Rates 20: 0.08571%
[27 empty] | 2030 | 16-year depreciation life | Capital Recovery & Taxes Rates 1: 17.02%; Capital Recovery & Taxes Rates 2: 16.36%; Capital Recovery & Taxes Rates 3: 15.68%; Capital Recovery & Taxes Rates 4: 15.01%; Capital Recovery & Taxes Rates 5: 14.34%; Capital Recovery & Taxes Rates 6: 13.69%; Capital Recovery & Taxes Rates 7: 13.04%; Capital Recovery & Taxes Rates 8: 12.4%; Capital Recovery & Taxes Rates 9: 11.76%; Capital Recovery & Taxes Rates 10: 11.12%; Capital Recovery & Taxes Rates 11: 10.49%; Capital Recovery & Taxes Rates 12: 9.853%; Capital Recovery & Taxes Rates 13: 9.217%; Capital Recovery & Taxes Rates 14: 8.581%; Capital Recovery & Taxes Rates 15: 7.945%; Capital Recovery & Taxes Rates 16: 7.309%; Capital Recovery & Taxes Rates 17: 0.3429%; Capital Recovery & Taxes Rates 18: 0.2572%; Capital Recovery & Taxes Rates 19: 0.1715%; Capital Recovery & Taxes Rates 20: 0.08571%
[27 empty] | 2031 | 15-year depreciation life | Capital Recovery & Taxes Rates 1: 17.34%; Capital Recovery & Taxes Rates 2: 16.38%; Capital Recovery & Taxes Rates 3: 15.39%; Capital Recovery & Taxes Rates 4: 14.52%; Capital Recovery & Taxes Rates 5: 13.72%; Capital Recovery & Taxes Rates 6: 12.96%; Capital Recovery & Taxes Rates 7: 12.21%; Capital Recovery & Taxes Rates 8: 11.49%; Capital Recovery & Taxes Rates 9: 10.86%; Capital Recovery & Taxes Rates 10: 10.27%; Capital Recovery & Taxes Rates 11: 9.687%; Capital Recovery & Taxes Rates 12: 9.1%; Capital Recovery & Taxes Rates 13: 8.513%; Capital Recovery & Taxes Rates 14: 7.926%; Capital Recovery & Taxes Rates 15: 7.339%
[27 empty] | 2032 | 14-year depreciation life | Capital Recovery & Taxes Rates 1: 17.82%; Capital Recovery & Taxes Rates 2: 16.82%; Capital Recovery & Taxes Rates 3: 15.79%; Capital Recovery & Taxes Rates 4: 14.87%; Capital Recovery & Taxes Rates 5: 14.04%; Capital Recovery & Taxes Rates 6: 13.24%; Capital Recovery & Taxes Rates 7: 12.44%; Capital Recovery & Taxes Rates 8: 11.68%; Capital Recovery & Taxes Rates 9: 11.01%; Capital Recovery & Taxes Rates 10: 10.38%; Capital Recovery & Taxes Rates 11: 9.75%; Capital Recovery & Taxes Rates 12: 9.121%; Capital Recovery & Taxes Rates 13: 8.492%; Capital Recovery & Taxes Rates 14: 7.863%
[27 empty] | 2033 | 13-year depreciation life | Capital Recovery & Taxes Rates 1: 18.38%; Capital Recovery & Taxes Rates 2: 17.33%; Capital Recovery & Taxes Rates 3: 16.25%; Capital Recovery & Taxes Rates 4: 15.28%; Capital Recovery & Taxes Rates 5: 14.4%; Capital Recovery & Taxes Rates 6: 13.55%; Capital Recovery & Taxes Rates 7: 12.7%; Capital Recovery & Taxes Rates 8: 11.9%; Capital Recovery & Taxes Rates 9: 11.18%; Capital Recovery & Taxes Rates 10: 10.5%; Capital Recovery & Taxes Rates 11: 9.823%; Capital Recovery & Taxes Rates 12: 9.145%; Capital Recovery & Taxes Rates 13: 8.468%
[27 empty] | 2034 | 12-year depreciation life | Capital Recovery & Taxes Rates 1: 19.03%; Capital Recovery & Taxes Rates 2: 17.92%; Capital Recovery & Taxes Rates 3: 16.79%; Capital Recovery & Taxes Rates 4: 15.76%; Capital Recovery & Taxes Rates 5: 14.82%; Capital Recovery & Taxes Rates 6: 13.92%; Capital Recovery & Taxes Rates 7: 13.01%; Capital Recovery & Taxes Rates 8: 12.15%; Capital Recovery & Taxes Rates 9: 11.37%; Capital Recovery & Taxes Rates 10: 10.64%; Capital Recovery & Taxes Rates 11: 9.907%; Capital Recovery & Taxes Rates 12: 9.174%
[27 empty] | 2035 | 11-year depreciation life | Capital Recovery & Taxes Rates 1: 19.8%; Capital Recovery & Taxes Rates 2: 18.62%; Capital Recovery & Taxes Rates 3: 17.42%; Capital Recovery & Taxes Rates 4: 16.33%; Capital Recovery & Taxes Rates 5: 15.32%; Capital Recovery & Taxes Rates 6: 14.35%; Capital Recovery & Taxes Rates 7: 13.38%; Capital Recovery & Taxes Rates 8: 12.45%; Capital Recovery & Taxes Rates 9: 11.61%; Capital Recovery & Taxes Rates 10: 10.81%; Capital Recovery & Taxes Rates 11: 10.01%
[27 empty] | 2036 | 10-year depreciation life | Capital Recovery & Taxes Rates 1: 20.72%; Capital Recovery & Taxes Rates 2: 19.46%; Capital Recovery & Taxes Rates 3: 18.18%; Capital Recovery & Taxes Rates 4: 17.01%; Capital Recovery & Taxes Rates 5: 15.93%; Capital Recovery & Taxes Rates 6: 14.87%; Capital Recovery & Taxes Rates 7: 13.82%; Capital Recovery & Taxes Rates 8: 12.81%; Capital Recovery & Taxes Rates 9: 11.89%; Capital Recovery & Taxes Rates 10: 11.01%
Note on B3: Misc Fees represent revenue adjustments for utility expenses including, include state revenue tax, commission fees, and uncollectible
Note on T12: Storage Reinvestment
Note on T14: Storage Reinvestment
Note on T16: Storage Reinvestment
Note on T18: Storage Reinvestment
Note on T21: Storage Reinvestment
Note on T22: Storage Reinvestment
Note on T23: Storage Reinvestment

## AFUDC
|  |  | Cash Flow Allocation | [6 empty] | Capitalized Interest (AFUDC) ($/kW)
Long Description | AFUDC | AFUDC (Storage) | 1 | 2 | 3 | 4 | 5 | 6 | Check | 1 | 2 | 3 | 4 | 5 | 6 | Total
7F.04 CT Frame Greenfield | 5.859% |  | 0% | 0% | 0% | 5% | 15% | 80% | 100% | 0% | 0% | 0% | 0.2116% | 0.9602% | 4.687% | 5.859%
Reciprocating Engine (ICE) Machine | 5.859% |  | 0% | 0% | 0% | 5% | 15% | 80% | 100% | 0% | 0% | 0% | 0.2116% | 0.9602% | 4.687% | 5.859%
NG CCCT (1x1 w/DF) | 5.859% |  | 0% | 0% | 0% | 5% | 15% | 80% | 100% | 0% | 0% | 0% | 0.2116% | 0.9602% | 4.687% | 5.859%
Small Modular Reactor (share) | 15.62% |  | 5% | 5% | 15% | 25% | 35% | 15% | 100% | 0.2116% | 0.5371% | 1.286% | 2.685% | 4.736% | 6.168% | 15.62%
NW Wind On System (Share) | 6.184% |  | 0% | 0% | 0% | 0% | 30% | 70% | 100% | 0% | 0% | 0% | 0% | 1.269% | 4.915% | 6.184%
NW Wind Off System | 6.184% |  | 0% | 0% | 0% | 0% | 30% | 70% | 100% | 0% | 0% | 0% | 0% | 1.269% | 4.915% | 6.184%
Wind Montana | 6.184% |  | 0% | 0% | 0% | 0% | 30% | 70% | 100% | 0% | 0% | 0% | 0% | 1.269% | 4.915% | 6.184%
Off Shore Wind (Share) | 9.765% |  | 0% | 0% | 0% | 25% | 35% | 40% | 100% | 0% | 0% | 0% | 1.058% | 3.109% | 5.599% | 9.765%
New Residential Solar | 4.232% |  | 0% | 0% | 0% | 0% | 0% | 100% | 100% | 0% | 0% | 0% | 0% | 0% | 4.232% | 4.232%
New Residential Solar + Storage | 4.232% | 4.232% | 0% | 0% | 0% | 0% | 0% | 100% | 100% | 0% | 0% | 0% | 0% | 0% | 4.232% | 4.232%
Existing Residential Solar | 4.232% |  | 0% | 0% | 0% | 0% | 0% | 100% | 100% | 0% | 0% | 0% | 0% | 0% | 4.232% | 4.232%
Existing Residential Solar + Storage | 4.232% | 4.232% | 0% | 0% | 0% | 0% | 0% | 100% | 100% | 0% | 0% | 0% | 0% | 0% | 4.232% | 4.232%
Commercial Solar | 4.232% |  | 0% | 0% | 0% | 0% | 0% | 100% | 100% | 0% | 0% | 0% | 0% | 0% | 4.232% | 4.232%
Commercial Solar + Storage | 4.232% | 4.232% | 0% | 0% | 0% | 0% | 0% | 100% | 100% | 0% | 0% | 0% | 0% | 0% | 4.232% | 4.232%
Solar Photovoltaic Fixed Array (5 MW AC) | 5.534% |  | 0% | 0% | 0% | 0% | 20% | 80% | 100% | 0% | 0% | 0% | 0% | 0.8463% | 4.687% | 5.534%
Solar Photovoltaic Fixed Array (5 MW AC) + Storage | 5.534% | 5.534% | 0% | 0% | 0% | 0% | 20% | 80% | 100% | 0% | 0% | 0% | 0% | 0.8463% | 4.687% | 5.534%
Solar Photovoltaic w/Single Axis Tracking (100 MW AC) | 5.534% |  | 0% | 0% | 0% | 0% | 20% | 80% | 100% | 0% | 0% | 0% | 0% | 0.8463% | 4.687% | 5.534%
Southern NW Solar Photovoltaic w/ Single Axis Tracking (100 MW AC) | 5.534% |  | 0% | 0% | 0% | 0% | 20% | 80% | 100% | 0% | 0% | 0% | 0% | 0.8463% | 4.687% | 5.534%
100 MW/400 MWh Lithium-ion w/Solar | 5.534% | 5.534% | 0% | 0% | 0% | 0% | 20% | 80% | 100% | 0% | 0% | 0% | 0% | 0.8463% | 4.687% | 5.534%
100 MW/200 MWh Lithium-ion w/Solar | 5.534% | 5.534% | 0% | 0% | 0% | 0% | 20% | 80% | 100% | 0% | 0% | 0% | 0% | 0.8463% | 4.687% | 5.534%
50 MW/200 MWh Lithium-ion w/Solar | 5.534% | 5.534% | 0% | 0% | 0% | 0% | 20% | 80% | 100% | 0% | 0% | 0% | 0% | 0.8463% | 4.687% | 5.534%
Distribution Scale 4hr Lithium-Ion | 4.232% |  | 0% | 0% | 0% | 0% | 0% | 100% | 100% | 0% | 0% | 0% | 0% | 0% | 4.232% | 4.232%
Distribution Scale 8hr Lithium-Ion | 4.232% |  | 0% | 0% | 0% | 0% | 0% | 100% | 100% | 0% | 0% | 0% | 0% | 0% | 4.232% | 4.232%
4hr Lithium-Ion | 5.534% |  | 0% | 0% | 0% | 0% | 20% | 80% | 100% | 0% | 0% | 0% | 0% | 0.8463% | 4.687% | 5.534%
8hr Lithium-Ion | 5.534% |  | 0% | 0% | 0% | 0% | 20% | 80% | 100% | 0% | 0% | 0% | 0% | 0.8463% | 4.687% | 5.534%
16hr Lithium-Ion | 5.534% |  | 0% | 0% | 0% | 0% | 20% | 80% | 100% | 0% | 0% | 0% | 0% | 0.8463% | 4.687% | 5.534%
4 hr Vanadium Flow Battery | 5.534% |  | 0% | 0% | 0% | 0% | 20% | 80% | 100% | 0% | 0% | 0% | 0% | 0.8463% | 4.687% | 5.534%
4 hr Zinc Bromide Flow Battery | 5.534% |  | 0% | 0% | 0% | 0% | 20% | 80% | 100% | 0% | 0% | 0% | 0% | 0.8463% | 4.687% | 5.534%
100hr Iron Oxide | 5.534% |  | 0% | 0% | 0% | 0% | 20% | 80% | 100% | 0% | 0% | 0% | 0% | 0.8463% | 4.687% | 5.534%
Geothermal (Off System) | 9.765% |  | 0% | 0% | 5% | 15% | 40% | 40% | 100% | 0% | 0% | 0.2116% | 0.9602% | 2.995% | 5.599% | 9.765%
Hydrogen Fuel Cell with 40 hrs Storage | 5.859% |  | 0% | 0% | 0% | 5% | 15% | 80% | 100% | 0% | 0% | 0% | 0.2116% | 0.9602% | 4.687% | 5.859%
7F.04 CT Frame Greenfield + amonia + storage | 5.859% | 5.859% | 0% | 0% | 0% | 5% | 15% | 80% | 100% | 0% | 0% | 0% | 0.2116% | 0.9602% | 4.687% | 5.859%
Liquid Air | 7.812% |  | 0% | 0% | 0% | 5% | 45% | 50% | 100% | 0% | 0% | 0% | 0.2116% | 2.23% | 5.371% | 7.812%
Pumped Hydro (8.5 hr/ 400 MW share) | 15.62% |  | 5% | 5% | 15% | 25% | 35% | 15% | 100% | 0.2116% | 0.5371% | 1.286% | 2.685% | 4.736% | 6.168% | 15.62%
Pumped Hydro (16 hr/ 100 MW) | 15.62% |  | 5% | 5% | 15% | 25% | 35% | 15% | 100% | 0.2116% | 0.5371% | 1.286% | 2.685% | 4.736% | 6.168% | 15.62%
Pumped Hyrdo (24 hr/ 100 MW) | 15.62% |  | 5% | 5% | 15% | 25% | 35% | 15% | 100% | 0.2116% | 0.5371% | 1.286% | 2.685% | 4.736% | 6.168% | 15.62%
Wood Biomass | 6.51% |  | 0% | 0% | 0% | 5% | 25% | 70% | 100% | 0% | 0% | 0% | 0.2116% | 1.383% | 4.915% | 6.51%
Rathdrum CT 2055 Uprates two unit operation | 4.232% |  | 0% | 0% | 0% | 0% | 0% | 100% | 100% | 0% | 0% | 0% | 0% | 0% | 4.232% | 4.232%
Rathdrum CT: Inlet Evaporation 2 unit operation | 4.232% |  | 0% | 0% | 0% | 0% | 0% | 100% | 100% | 0% | 0% | 0% | 0% | 0% | 4.232% | 4.232%

## MACROS
Calculate results for resources from tabs:
Solar PPA | Date of most recent run: | 2023-05-05 10:02
Wind PPA | Run time (seconds): | 90.19
Other PPA | Macro status: | RUN COMPLETE
Ownership Storage
Calculate results for resources from tabs: | Date of most recent run: | 2023-05-05 10:00
Upgrades | Run time (seconds): | 2.02
Fuel Gen | Macro status: | RUN COMPLETE
Click to update Solar, Wind, Ownership Storage and Other resource results
Click to update Upgrades and Fuel Gen resource results

## PRiSM Resource_Data
|  | PPA Price/ Implied Energy Payment $/MWh | [23 empty] | PPA Price/ Implied Capacity Payment $/kW-Yr
Type | Item |  | 2023 | 2024 | 2025 | 2026 | 2027 | 2028 | 2029 | 2030 | 2031 | 2032 | 2033 | 2034 | 2035 | 2036 | 2037 | 2038 | 2039 | 2040 | 2041 | 2042 | 2043 | 2044 | 2045 |  | 2023 | 2024 | 2025 | 2026 | 2027 | 2028 | 2029 | 2030 | 2031 | 2032 | 2033 | 2034 | 2035 | 2036 | 2037 | 2038 | 2039 | 2040 | 2041 | 2042 | 2043 | 2044 | 2045
Market | Short Term Market Purchases | 0 | 37.2104 | 33.702 | 31.5072 | 31.3253 | 30.9599 | 29.8102 | 29.8546 | 30.6996 | 30.8562 | 30.9311 | 31.8414 | 32.6168 | 32.8102 | 33.298 | 33.6204 | 32.9286 | 32.3743 | 32.1899 | 31.6676 | 31.9974 | 32.2556 | 35.2112 | 34.9496 | 0 | 0 | 0 | 0 | 0 | 0 | 0 | 0 | 0 | 0 | 0 | 0 | 0 | 0 | 0 | 0 | 0 | 0 | 0 | 0 | 0 | 0 | 0 | 0
Market | Short Term Market Sales | 0 | 36.7104 | 33.202 | 31.0072 | 30.8253 | 30.4599 | 29.3102 | 29.3546 | 30.1996 | 30.3562 | 30.4311 | 31.3414 | 32.1168 | 32.3102 | 32.798 | 33.1204 | 32.4286 | 31.8743 | 31.6899 | 31.1676 | 31.4974 | 31.7556 | 34.7112 | 34.4496 | 0 | 0 | 0 | 0 | 0 | 0 | 0 | 0 | 0 | 0 | 0 | 0 | 0 | 0 | 0 | 0 | 0 | 0 | 0 | 0 | 0 | 0 | 0 | 0
Natural Gas | 7F.04 CT Frame Greenfield | 0 | 0 | 0 | 0 | 0 | 0 | 0 | 0 | 0 | 0 | 0 | 0 | 0 | 0 | 0 | 0 | 0 | 0 | 0 | 0 | 0 | 0 | 0 | 0 | 0 | 101.7933 | 104.1792 | 106.5042 | 108.8809 | 111.3104 | 113.7593 | 116.262 | 118.8197 | 121.4338 | 124.1053 | 126.8356 | 129.626 | 132.4778 | 135.3923 | 138.3709 | 141.4151 | 144.5262 | 147.7058 | 150.9553 | 154.2763 | 157.6704 | 161.1392 | 164.6842
Natural Gas | Reciprocating Engine (ICE) Machine | 0 | 0 | 0 | 0 | 0 | 0 | 0 | 0 | 0 | 0 | 0 | 0 | 0 | 0 | 0 | 0 | 0 | 0 | 0 | 0 | 0 | 0 | 0 | 0 | 0 | 152.3785 | 155.9544 | 159.4357 | 162.9946 | 166.6327 | 170.2986 | 174.0452 | 177.8742 | 181.7874 | 185.7867 | 189.874 | 194.0513 | 198.3204 | 202.6835 | 207.1425 | 211.6996 | 216.357 | 221.1169 | 225.9814 | 230.953 | 236.034 | 241.2268 | 246.5337
Natural Gas | NG CCCT (1x1 w/DF) | 0 | 0 | 0 | 0 | 0 | 0 | 0 | 0 | 0 | 0 | 0 | 0 | 0 | 0 | 0 | 0 | 0 | 0 | 0 | 0 | 0 | 0 | 0 | 0 | 0 | 183.3233 | 187.5854 | 191.7647 | 196.0363 | 200.4022 | 204.811 | 209.3169 | 213.9218 | 218.6281 | 223.4379 | 228.3536 | 233.3773 | 238.5116 | 243.7589 | 249.1216 | 254.6023 | 260.2035 | 265.928 | 271.7784 | 277.7575 | 283.8682 | 290.1133 | 296.4958
Nuclear | Small Modular Reactor | 0 | 123.4236 | 125.6401 | 127.7669 | 129.9258 | 132.1181 | 134.3063 | 136.5279 | 138.7821 | 141.0691 | 143.0191 | 152.1807 | 157.9668 | 167.6791 | 170.0151 | 172.3449 | 174.6666 | 176.9751 | 179.2663 | 181.5355 | 183.7781 | 185.9888 | 188.1619 | 190.2913 | 0 | 0 | 0 | 0 | 0 | 0 | 0 | 0 | 0 | 0 | 0 | 0 | 0 | 0 | 0 | 0 | 0 | 0 | 0 | 0 | 0 | 0 | 0 | 0
Wind | NW Wind On System | 0 | 44.809 | 43.6457 | 42.3512 | 40.9813 | 38.4554 | 35.8816 | 33.2749 | 30.6351 | 30.6774 | 30.1828 | 42.0629 | 48.076 | 60.8018 | 60.7678 | 60.675 | 60.5186 | 60.2937 | 59.9947 | 59.616 | 59.1512 | 58.5936 | 57.9362 | 57.1712 | 0 | 0 | 0 | 0 | 0 | 0 | 0 | 0 | 0 | 0 | 0 | 0 | 0 | 0 | 0 | 0 | 0 | 0 | 0 | 0 | 0 | 0 | 0 | 0
Wind | NW Wind Off System | 0 | 49.2304 | 48.2259 | 47.0892 | 45.8817 | 43.4413 | 40.952 | 38.4304 | 35.8764 | 36.0426 | 35.6876 | 47.7113 | 53.8723 | 66.7502 | 66.8729 | 66.9416 | 66.9516 | 66.898 | 66.7758 | 66.5792 | 66.3023 | 65.9387 | 65.4813 | 64.9229 | 0 | 0 | 0 | 0 | 0 | 0 | 0 | 0 | 0 | 0 | 0 | 0 | 0 | 0 | 0 | 0 | 0 | 0 | 0 | 0 | 0 | 0 | 0 | 0
Wind | Wind Montana | 0 | 34.6375 | 33.7174 | 32.6895 | 31.6022 | 29.5222 | 27.4005 | 25.2504 | 23.0715 | 23.0776 | 22.6614 | 34.6313 | 40.7467 | 53.588 | 53.6838 | 53.7359 | 53.7407 | 53.6944 | 53.5926 | 53.431 | 53.2046 | 52.9084 | 52.5366 | 52.0834 | 0 | 0 | 0 | 0 | 0 | 0 | 0 | 0 | 0 | 0 | 0 | 0 | 0 | 0 | 0 | 0 | 0 | 0 | 0 | 0 | 0 | 0 | 0 | 0
Wind | Off Shore Wind (share) | 0 | 128.2748 | 126.0967 | 124.4199 | 123.1952 | 122.3051 | 121.6332 | 121.1672 | 120.87 | 121.3054 | 121.1867 | 132.8439 | 139.059 | 151.6873 | 152.3537 | 153.031 | 153.7089 | 154.3773 | 155.0265 | 155.6466 | 156.2281 | 156.7609 | 157.2349 | 157.6394 | 0 | 0 | 0 | 0 | 0 | 0 | 0 | 0 | 0 | 0 | 0 | 0 | 0 | 0 | 0 | 0 | 0 | 0 | 0 | 0 | 0 | 0 | 0 | 0
Solar | New Residential Solar | 0 | 145.6016 | 147.9342 | 150.2333 | 152.6634 | 155.2361 | 157.917 | 160.7654 | 163.796 | 167.0632 | 170.0261 | 187.5019 | 205.6111 | 322.9533 | 329.028 | 335.1952 | 341.4548 | 347.8063 | 354.2488 | 360.7818 | 367.4039 | 374.114 | 380.9105 | 387.7915 | 0 | 0 | 0 | 0 | 0 | 0 | 0 | 0 | 0 | 0 | 0 | 0 | 0 | 0 | 0 | 0 | 0 | 0 | 0 | 0 | 0 | 0 | 0 | 0
Storage | New Residential Storage | 0 | 0 | 0 | 0 | 0 | 0 | 0 | 0 | 0 | 0 | 0 | 0 | 0 | 0 | 0 | 0 | 0 | 0 | 0 | 0 | 0 | 0 | 0 | 0 | 0 | 255.3311 | 259.3729 | 263.6464 | 268.3196 | 273.1939 | 278.2104 | 283.3956 | 288.7517 | 294.27 | 298.4408 | 316.8351 | 335.8395 | 452.6387 | 459.8489 | 467.0894 | 474.3527 | 481.6309 | 488.9151 | 496.1959 | 503.4627 | 510.7041 | 517.9074 | 525.0592
Solar | Existing Residential Solar | 0 | 157.2784 | 159.8673 | 162.4143 | 165.0973 | 167.9283 | 170.8686 | 173.9818 | 177.2827 | 180.8288 | 184.0764 | 203.142 | 222.9009 | 350.8015 | 357.4523 | 364.2077 | 371.0677 | 378.032 | 385.1002 | 392.2717 | 399.5457 | 406.9212 | 414.3969 | 421.9712 | 0 | 0 | 0 | 0 | 0 | 0 | 0 | 0 | 0 | 0 | 0 | 0 | 0 | 0 | 0 | 0 | 0 | 0 | 0 | 0 | 0 | 0 | 0 | 0
Storage | Existing Residential Storage | 0 | 0 | 0 | 0 | 0 | 0 | 0 | 0 | 0 | 0 | 0 | 0 | 0 | 0 | 0 | 0 | 0 | 0 | 0 | 0 | 0 | 0 | 0 | 0 | 0 | 270.579 | 274.9711 | 279.591 | 284.6184 | 289.8548 | 295.2378 | 300.7976 | 306.5365 | 312.4461 | 317.0167 | 336.9145 | 357.4797 | 483.3732 | 491.2596 | 499.1911 | 507.1607 | 515.1606 | 523.1825 | 531.2172 | 539.2545 | 547.2832 | 555.2913 | 563.2655
Solar | Commercial Solar | 0 | 123.082 | 124.3225 | 125.4857 | 126.7057 | 127.9857 | 129.2905 | 130.6618 | 132.1034 | 134.4218 | 136.4943 | 148.2101 | 160.2987 | 185.9655 | 188.9074 | 191.881 | 194.8855 | 197.9197 | 200.9824 | 204.0722 | 207.1877 | 210.327 | 213.4883 | 216.6695 | 0 | 0 | 0 | 0 | 0 | 0 | 0 | 0 | 0 | 0 | 0 | 0 | 0 | 0 | 0 | 0 | 0 | 0 | 0 | 0 | 0 | 0 | 0 | 0
Storage | Commercial Storage | 0 | 0 | 0 | 0 | 0 | 0 | 0 | 0 | 0 | 0 | 0 | 0 | 0 | 0 | 0 | 0 | 0 | 0 | 0 | 0 | 0 | 0 | 0 | 0 | 0 | 311.6639 | 317.85 | 324.1039 | 330.6825 | 337.4655 | 344.3741 | 351.4718 | 358.7615 | 366.2416 | 373.1738 | 395.1363 | 417.8582 | 468.747 | 477.7191 | 486.8263 | 496.0678 | 505.4426 | 514.9492 | 524.5857 | 534.35 | 544.2396 | 554.2514 | 564.382
Solar | Solar Photovoltaic Fixed Array (5 MW AC) | 0 | 64.4365 | 62.7223 | 60.9209 | 57.7132 | 54.4158 | 51.0386 | 47.6037 | 44.1105 | 44.1914 | 43.9501 | 55.1128 | 58.0453 | 65.2887 | 65.4838 | 65.6464 | 65.774 | 65.8637 | 65.9125 | 65.9171 | 65.8743 | 65.7803 | 65.6312 | 65.4227 | 0 | 0 | 0 | 0 | 0 | 0 | 0 | 0 | 0 | 0 | 0 | 0 | 0 | 0 | 0 | 0 | 0 | 0 | 0 | 0 | 0 | 0 | 0 | 0
Storage | 5MW/20MWh Lith-Ion Storage | 0 | 0 | 0 | 0 | 0 | 0 | 0 | 0 | 0 | 0 | 0 | 0 | 0 | 0 | 0 | 0 | 0 | 0 | 0 | 0 | 0 | 0 | 0 | 0 | 0 | 176.6525 | 170.4588 | 166.6472 | 164.3628 | 162.5112 | 159.8717 | 158.3051 | 156.6085 | 157.9846 | 159.1151 | 167.5631 | 176.1058 | 196.2245 | 197.4992 | 198.7289 | 199.9103 | 201.0403 | 202.1156 | 203.1325 | 204.0873 | 204.9763 | 205.7953 | 206.54
Solar | Solar Photovoltaic w/Single Axis Tracking (100 MW AC) | 0 | 38 | 35.8015 | 33.5064 | 31.173 | 28.4596 | 25.7132 | 22.9492 | 20.1686 | 20.1011 | 19.7785 | 31.1306 | 36.9818 | 43.8113 | 43.9649 | 44.0927 | 44.1924 | 44.2616 | 44.298 | 44.2988 | 44.2612 | 44.1821 | 44.0582 | 43.8861 | 0 | 0 | 0 | 0 | 0 | 0 | 0 | 0 | 0 | 0 | 0 | 0 | 0 | 0 | 0 | 0 | 0 | 0 | 0 | 0 | 0 | 0 | 0 | 0
Solar | Solar Photovoltaic w/Single Axis Tracking (100 MW AC) | 0 | 38 | 35.8015 | 33.5064 | 31.173 | 28.4596 | 25.7132 | 22.9492 | 20.1686 | 20.1011 | 19.7785 | 31.1306 | 36.9818 | 43.8113 | 43.9649 | 44.0927 | 44.1924 | 44.2616 | 44.298 | 44.2988 | 44.2612 | 44.1821 | 44.0582 | 43.8861 | 0 | 0 | 0 | 0 | 0 | 0 | 0 | 0 | 0 | 0 | 0 | 0 | 0 | 0 | 0 | 0 | 0 | 0 | 0 | 0 | 0 | 0 | 0 | 0
Solar | Solar Photovoltaic w/Single Axis Tracking (50 MW AC) | 0 | 38 | 35.8015 | 33.5064 | 31.173 | 28.4596 | 25.7132 | 22.9492 | 20.1686 | 20.1011 | 19.7785 | 31.1306 | 36.9818 | 43.8113 | 43.9649 | 44.0927 | 44.1924 | 44.2616 | 44.298 | 44.2988 | 44.2612 | 44.1821 | 44.0582 | 43.8861 | 0 | 0 | 0 | 0 | 0 | 0 | 0 | 0 | 0 | 0 | 0 | 0 | 0 | 0 | 0 | 0 | 0 | 0 | 0 | 0 | 0 | 0 | 0 | 0
Solar | Southern NW Solar Photovoltaic w/ Single Axies Tracking (100 MW AC) | 0 | 41.5809 | 39.5722 | 37.4656 | 35.324 | 32.7791 | 30.2004 | 27.6046 | 24.9927 | 25.0455 | 24.8601 | 36.3213 | 42.301 | 48.4731 | 48.7612 | 49.0279 | 49.271 | 49.4884 | 49.6778 | 49.8369 | 49.9628 | 50.0529 | 50.1041 | 50.1131 | 0 | 0 | 0 | 0 | 0 | 0 | 0 | 0 | 0 | 0 | 0 | 0 | 0 | 0 | 0 | 0 | 0 | 0 | 0 | 0 | 0 | 0 | 0 | 0
Storage | 100 MW/400 MWh Lithium-ion with solar | 0 | 0 | 0 | 0 | 0 | 0 | 0 | 0 | 0 | 0 | 0 | 0 | 0 | 0 | 0 | 0 | 0 | 0 | 0 | 0 | 0 | 0 | 0 | 0 | 0 | 148.9598 | 144.1008 | 141.1186 | 139.3405 | 137.922 | 135.9349 | 134.8011 | 133.5988 | 134.7573 | 135.348 | 141.4484 | 147.5857 | 162.4531 | 163.0088 | 163.4876 | 163.8842 | 164.1928 | 164.4075 | 164.5218 | 164.529 | 164.4219 | 164.1929 | 163.8337
Storage | 100 MW/200 MWh Lithium-ion with solar | 0 | 0 | 0 | 0 | 0 | 0 | 0 | 0 | 0 | 0 | 0 | 0 | 0 | 0 | 0 | 0 | 0 | 0 | 0 | 0 | 0 | 0 | 0 | 0 | 0 | 89.2491 | 87.6389 | 86.122 | 85.8611 | 85.6757 | 84.9748 | 85.1673 | 84.9724 | 85.7051 | 86.1087 | 90.0853 | 94.0899 | 103.7545 | 104.1522 | 104.5051 | 104.8102 | 105.0642 | 105.2686 | 105.4151 | 105.4998 | 105.5188 | 105.4676 | 105.3417
Storage | 50 MW/200 MWh Lithium-ion with solar | 0 | 0 | 0 | 0 | 0 | 0 | 0 | 0 | 0 | 0 | 0 | 0 | 0 | 0 | 0 | 0 | 0 | 0 | 0 | 0 | 0 | 0 | 0 | 0 | 0 | 50.5028 | 49.6632 | 48.8907 | 48.7668 | 48.6853 | 48.35 | 48.4725 | 48.4008 | 48.7979 | 48.8856 | 50.7473 | 52.6097 | 57.2881 | 57.3179 | 57.3091 | 57.2595 | 57.1661 | 57.0282 | 56.8406 | 56.5999 | 56.3025 | 55.9449 | 55.5228
Storage | Distribution Scale 4hr Lithium-Ion | 0 | 0 | 0 | 0 | 0 | 0 | 0 | 0 | 0 | 0 | 0 | 0 | 0 | 0 | 0 | 0 | 0 | 0 | 0 | 0 | 0 | 0 | 0 | 0 | 0 | 194.4069 | 186.568 | 181.6307 | 178.5628 | 176.0688 | 172.7268 | 170.7194 | 168.6337 | 170.1933 | 170.4667 | 226.0622 | 226.6101 | 227.0375 | 227.3364 | 227.4985 | 227.5151 | 227.377 | 227.0742 | 226.5966 | 225.9331 | 225.0724 | 224.0022 | 222.7096
Storage | Distribution Scale 8hr Lithium-Ion | 0 | 0 | 0 | 0 | 0 | 0 | 0 | 0 | 0 | 0 | 0 | 0 | 0 | 0 | 0 | 0 | 0 | 0 | 0 | 0 | 0 | 0 | 0 | 0 | 0 | 349.038 | 330.9357 | 321.22 | 313.226 | 306.6879 | 299.1492 | 292.8324 | 287.4247 | 290.065 | 290.5307 | 385.2833 | 386.2168 | 386.9448 | 387.4538 | 387.7297 | 387.7575 | 387.5215 | 387.0051 | 386.1905 | 385.0593 | 383.5918 | 381.7673 | 379.5638
Storage | 4hr Lithium-Ion | 0 | 0 | 0 | 0 | 0 | 0 | 0 | 0 | 0 | 0 | 0 | 0 | 0 | 0 | 0 | 0 | 0 | 0 | 0 | 0 | 0 | 0 | 0 | 0 | 0 | 148.6702 | 142.6631 | 138.8793 | 136.5277 | 134.6154 | 132.0521 | 130.5112 | 128.9095 | 130.1023 | 131.2338 | 174.8529 | 176.328 | 177.7835 | 179.2176 | 179.6966 | 180.0873 | 180.3843 | 180.5815 | 180.6729 | 180.6519 | 180.5116 | 180.2448 | 179.8438
Storage | 8hr Lithium-Ion | 0 | 0 | 0 | 0 | 0 | 0 | 0 | 0 | 0 | 0 | 0 | 0 | 0 | 0 | 0 | 0 | 0 | 0 | 0 | 0 | 0 | 0 | 0 | 0 | 0 | 266.9458 | 253.0748 | 245.6308 | 239.505 | 234.4936 | 228.7133 | 223.8679 | 219.7175 | 221.7368 | 222.1081 | 294.7836 | 295.5166 | 296.0937 | 296.5046 | 296.7386 | 296.7843 | 296.6299 | 296.2625 | 295.669 | 294.8351 | 293.746 | 292.3859 | 290.7382
Storage | 16hr Lithium-Ion | 0 | 0 | 0 | 0 | 0 | 0 | 0 | 0 | 0 | 0 | 0 | 0 | 0 | 0 | 0 | 0 | 0 | 0 | 0 | 0 | 0 | 0 | 0 | 0 | 0 | 503.4971 | 473.8982 | 459.134 | 445.4595 | 434.2502 | 422.0357 | 410.5812 | 401.3336 | 405.0058 | 405.6837 | 538.4266 | 539.7651 | 540.8187 | 541.5688 | 541.9958 | 542.079 | 541.7965 | 541.1251 | 540.0405 | 538.5169 | 536.5271 | 534.0424 | 531.0324
Storage | 4 hr Vanadium Flow Battery | 0 | 0 | 0 | 0 | 0 | 0 | 0 | 0 | 0 | 0 | 0 | 0 | 0 | 0 | 0 | 0 | 0 | 0 | 0 | 0 | 0 | 0 | 0 | 0 | 0 | 193.8734 | 191.3505 | 190.9596 | 190.737 | 190.9798 | 191.36 | 192.0199 | 192.5876 | 193.2709 | 194.103 | 236.6023 | 237.5565 | 239.0132 | 240.8036 | 242.8938 | 245.3483 | 247.8006 | 250.2517 | 252.7028 | 255.1552 | 257.6101 | 260.0691 | 262.5336
Storage | 4 hr Zinc Bromide Flow Battery | 0 | 0 | 0 | 0 | 0 | 0 | 0 | 0 | 0 | 0 | 0 | 0 | 0 | 0 | 0 | 0 | 0 | 0 | 0 | 0 | 0 | 0 | 0 | 0 | 0 | 209.556 | 207.0368 | 206.7593 | 206.6615 | 207.0554 | 207.5966 | 208.4346 | 209.1789 | 210.048 | 211.0767 | 255.8778 | 257.0416 | 258.7368 | 260.7862 | 263.1542 | 265.9087 | 268.6648 | 271.4235 | 274.1863 | 276.9546 | 279.7298 | 282.5136 | 285.3076
Storage | 100hr Iron Oxide | 0 | 0 | 0 | 0 | 0 | 0 | 0 | 0 | 0 | 0 | 0 | 0 | 0 | 0 | 0 | 0 | 0 | 0 | 0 | 0 | 0 | 0 | 0 | 0 | 0 | 248.2085 | 249.6895 | 250.9409 | 252.211 | 253.5002 | 254.7394 | 255.9991 | 257.2797 | 258.5817 | 259.9056 | 353.0585 | 354.5707 | 356.1064 | 357.6661 | 359.2503 | 360.8596 | 362.4945 | 364.1555 | 365.8432 | 367.5582 | 369.301 | 371.0722 | 372.8725
Geothermal | Geothermal (Off System) | 0 | 54.0321 | 54.2915 | 54.4711 | 54.6411 | 54.8015 | 54.9317 | 55.0522 | 55.163 | 56.0463 | 56.9434 | 70.2863 | 77.8379 | 92.182 | 93.8508 | 95.5502 | 97.2809 | 99.0433 | 100.8382 | 102.6661 | 104.5275 | 106.4233 | 108.3539 | 110.32 | 0 | 0 | 0 | 0 | 0 | 0 | 0 | 0 | 0 | 0 | 0 | 0 | 0 | 0 | 0 | 0 | 0 | 0 | 0 | 0 | 0 | 0 | 0 | 0
Hydrogen | Hydrogen Fuel Cell with 40 hrs Storage | 0 | 0 | 0 | 0 | 0 | 0 | 0 | 0 | 0 | 0 | 0 | 0 | 0 | 0 | 0 | 0 | 0 | 0 | 0 | 0 | 0 | 0 | 0 | 0 | 0 | 995.5028 | 1018.6216 | 1041.311 | 1064.5007 | 1088.2014 | 1112.1419 | 1136.609 | 1161.6144 | 1187.1699 | 1213.2877 | 1239.98 | 1267.2595 | 1295.1393 | 1323.6323 | 1352.7522 | 1382.5128 | 1412.9281 | 1444.0125 | 1475.7807 | 1508.2479 | 1541.4294 | 1575.3408 | 1609.9983
Ammonia | 7F.04 CT Frame Greenfield + amonia + storage | 0 | 0 | 0 | 0 | 0 | 0 | 0 | 0 | 0 | 0 | 0 | 0 | 0 | 0 | 0 | 0 | 0 | 0 | 0 | 0 | 0 | 0 | 0 | 0 | 0 | 128.576 | 131.575 | 134.5084 | 137.5068 | 140.5715 | 143.6641 | 146.8247 | 150.0548 | 153.356 | 156.7299 | 160.1779 | 163.7018 | 167.3033 | 170.9839 | 174.7456 | 178.59 | 182.519 | 186.5344 | 190.6381 | 194.8322 | 199.1185 | 203.4991 | 207.9761
Storage | Liquid Air | 0 | 0 | 0 | 0 | 0 | 0 | 0 | 0 | 0 | 0 | 0 | 0 | 0 | 0 | 0 | 0 | 0 | 0 | 0 | 0 | 0 | 0 | 0 | 0 | 0 | 172.7579 | 176.7792 | 180.7187 | 184.7453 | 188.8609 | 193.0158 | 197.2622 | 201.602 | 206.0372 | 210.57 | 290.6337 | 297.0276 | 303.5622 | 310.2406 | 317.0659 | 324.0413 | 331.1702 | 338.456 | 345.902 | 353.5118 | 361.2891 | 369.2375 | 377.3607
Storage | Pumped Hydro (8.5 hr/ 400 MW share) | 0 | 0 | 0 | 0 | 0 | 0 | 0 | 0 | 0 | 0 | 0 | 0 | 0 | 0 | 0 | 0 | 0 | 0 | 0 | 0 | 0 | 0 | 0 | 0 | 0 | 523.7178 | 536.004 | 547.968 | 560.1986 | 572.7016 | 585.301 | 598.1776 | 611.3375 | 624.787 | 638.5323 | 652.58 | 666.9367 | 681.6093 | 696.6047 | 711.9301 | 727.5925 | 743.5996 | 759.9587 | 776.6778 | 793.7647 | 811.2276 | 829.0746 | 847.3142
Storage | Pumped Hydro (16 hr/ 100 MW) | 0 | 0 | 0 | 0 | 0 | 0 | 0 | 0 | 0 | 0 | 0 | 0 | 0 | 0 | 0 | 0 | 0 | 0 | 0 | 0 | 0 | 0 | 0 | 0 | 0 | 457.509 | 468.2377 | 478.6883 | 489.3716 | 500.2928 | 511.2992 | 522.5478 | 534.0438 | 545.7928 | 557.8002 | 570.0718 | 582.6134 | 595.4309 | 608.5304 | 621.9181 | 635.6003 | 649.5835 | 663.8743 | 678.4795 | 693.4061 | 708.661 | 724.2516 | 740.1851
Storage | Pumped Hydro (24 hr/ 100 MW) | 0 | 0 | 0 | 0 | 0 | 0 | 0 | 0 | 0 | 0 | 0 | 0 | 0 | 0 | 0 | 0 | 0 | 0 | 0 | 0 | 0 | 0 | 0 | 0 | 0 | 413.239 | 422.9263 | 432.365 | 442.0138 | 451.8773 | 461.8186 | 471.9786 | 482.3621 | 492.9741 | 503.8195 | 514.9035 | 526.2314 | 537.8085 | 549.6403 | 561.7324 | 574.0905 | 586.7205 | 599.6283 | 612.8202 | 626.3022 | 640.0809 | 654.1626 | 668.5542
Biomass | Wood Biomass | 0 | 0 | 0 | 0 | 0 | 0 | 0 | 0 | 0 | 0 | 0 | 0 | 0 | 0 | 0 | 0 | 0 | 0 | 0 | 0 | 0 | 0 | 0 | 0 | 0 | 647.9537 | 663.1467 | 677.9472 | 693.0771 | 708.5439 | 724.1318 | 740.0627 | 756.3441 | 772.9837 | 789.9893 | 807.3691 | 825.1312 | 843.2841 | 861.8364 | 880.7968 | 900.1743 | 919.9781 | 940.2176 | 960.9024 | 982.0423 | 1003.6472 | 1025.7275 | 1048.2935
Natural Gas | Rathdrum CT 2055 Uprates two unit operation | 0 | 0 | 0 | 0 | 0 | 0 | 0 | 0 | 0 | 0 | 0 | 0 | 0 | 0 | 0 | 0 | 0 | 0 | 0 | 0 | 0 | 0 | 0 | 0 | 0 | 111.2769 | 113.8851 | 116.4267 | 119.0248 | 121.2577 | 123.4765 | 125.7166 | 127.9766 | 123.2464 | 125.3873 | 127.5398 | 129.7016 | 131.8704 | 134.0437 | 151.2623 | 154.5901 | 157.9911 | 161.4669 | 165.0192 | 168.6496 | 172.3599 | 176.1518 | 180.0271
Natural Gas | Rathdrum CT: Inlet Evaporation 2 unit operation | 0 | 0 | 0 | 0 | 0 | 0 | 0 | 0 | 0 | 0 | 0 | 0 | 0 | 0 | 0 | 0 | 0 | 0 | 0 | 0 | 0 | 0 | 0 | 0 | 0 | 25.7961 | 26.3936 | 26.9812 | 27.5817 | 28.1189 | 28.6563 | 29.2005 | 29.7514 | 29.0409 | 29.5766 | 30.1176 | 30.6637 | 31.2144 | 31.7695 | 35.0499 | 35.821 | 36.6091 | 37.4145 | 38.2376 | 39.0788 | 39.9385 | 40.8172 | 41.7152
Wind | Palouse Repower | 0 | 44.809 | 43.6457 | 42.3512 | 40.9813 | 38.4554 | 35.8816 | 33.2749 | 30.6351 | 30.6774 | 30.1828 | 42.0629 | 48.076 | 60.8018 | 60.7678 | 60.675 | 60.5186 | 60.2937 | 59.9947 | 59.616 | 59.1512 | 58.5936 | 57.9362 | 57.1712 | 0 | 0 | 0 | 0 | 0 | 0 | 0 | 0 | 0 | 0 | 0 | 0 | 0 | 0 | 0 | 0 | 0 | 0 | 0 | 0 | 0 | 0 | 0 | 0
Wind | Rattlesnake Repower | 0 | 44.809 | 43.6457 | 42.3512 | 40.9813 | 38.4554 | 35.8816 | 33.2749 | 30.6351 | 30.6774 | 30.1828 | 42.0629 | 48.076 | 60.8018 | 60.7678 | 60.675 | 60.5186 | 60.2937 | 59.9947 | 59.616 | 59.1512 | 58.5936 | 57.9362 | 57.1712 | 0 | 0 | 0 | 0 | 0 | 0 | 0 | 0 | 0 | 0 | 0 | 0 | 0 | 0 | 0 | 0 | 0 | 0 | 0 | 0 | 0 | 0 | 0 | 0
Solar | Lind Repower | 0 | 38 | 35.8015 | 33.5064 | 31.173 | 28.4596 | 25.7132 | 22.9492 | 20.1686 | 20.1011 | 19.7785 | 31.1306 | 36.9818 | 43.8113 | 43.9649 | 44.0927 | 44.1924 | 44.2616 | 44.298 | 44.2988 | 44.2612 | 44.1821 | 44.0582 | 43.8861 | 0 | 0 | 0 | 0 | 0 | 0 | 0 | 0 | 0 | 0 | 0 | 0 | 0 | 0 | 0 | 0 | 0 | 0 | 0 | 0 | 0 | 0 | 0 | 0

## Solar PPA
Start Year: | 2025 |  |  | 2025 | 2026 | 2027 | 2028 | 2029 | 2030 | 2031 | 2032 | 2033 | 2034 | 2035 | 2036 | 2037 | 2038 | 2039 | 2040 | 2041 | 2042 | 2043 | 2044 | 2045
|  |  | 0 | 1 | 2 | 3 | 4 | 5 | 6 | 7 | 8 | 9 | 10 | 11 | 12 | 13 | 14 | 15 | 16 | 17 | 18 | 19 | 20 | 21
New Residential Solar | bar: 0 to 2028 4
|  | MWh |  | 8.6425 | 8.6425 | 8.6425 | 8.6425 | 8.6425 | 8.6425 | 8.6425 | 8.6425 | 8.6425 | 8.6425 | 8.6425 | 8.6425 | 8.6425 | 8.6425 | 8.6425 | 8.6425 | 8.6425 | 8.6425 | 8.6425 | 8.6425
|  | PPA Rate ($/MWh) |  | 150.2333 | 150.2333 | 150.2333 | 150.2333 | 150.2333 | 150.2333 | 150.2333 | 150.2333 | 150.2333 | 150.2333 | 150.2333 | 150.2333 | 150.2333 | 150.2333 | 150.2333 | 150.2333 | 150.2333 | 150.2333 | 150.2333 | 150.2333
|  | Revenue |  | 1298.3913 | 1298.3913 | 1298.3913 | 1298.3913 | 1298.3913 | 1298.3913 | 1298.3913 | 1298.3913 | 1298.3913 | 1298.3913 | 1298.3913 | 1298.3913 | 1298.3913 | 1298.3913 | 1298.3913 | 1298.3913 | 1298.3913 | 1298.3913 | 1298.3913 | 1298.3913
|  | Fixed O&M |  | 158.7689 | 149.4282 | 139.5911 | 129.1979 | 118.2799 | 106.8189 | 108.2768 | 109.747 | 111.2296 | 112.7242 | 114.2308 | 115.7491 | 117.279 | 118.8201 | 120.3723 | 121.9352 | 123.5087 | 125.0924 | 126.686 | 128.2892
|  | Variable O&M |  | 0 | 0 | 0 | 0 | 0 | 0 | 0 | 0 | 0 | 0 | 0 | 0 | 0 | 0 | 0 | 0 | 0 | 0 | 0 | 0
|  | B&O Tax |  | 0 | 0 | 0 | 0 | 0 | 0 | 0 | 0 | 0 | 0 | 0 | 0 | 0 | 0 | 0 | 0 | 0 | 0 | 0 | 0
|  | Total Operating Costs |  | 158.7689 | 149.4282 | 139.5911 | 129.1979 | 118.2799 | 106.8189 | 108.2768 | 109.747 | 111.2296 | 112.7242 | 114.2308 | 115.7491 | 117.279 | 118.8201 | 120.3723 | 121.9352 | 123.5087 | 125.0924 | 126.686 | 128.2892
|  | EBITDA |  | 1139.6224 | 1148.9631 | 1158.8002 | 1169.1934 | 1180.1114 | 1191.5724 | 1190.1145 | 1188.6443 | 1187.1617 | 1185.6671 | 1184.1605 | 1182.6422 | 1181.1123 | 1179.5712 | 1178.019 | 1176.4561 | 1174.8826 | 1173.2989 | 1171.7053 | 1170.1021
|  | Before Tax Earnings |  | -3534.9368 | -6018.0586 | -3319.3708 | -1688.8291 | -1661.1836 | -428.8553 | 791.5248 | 809.6967 | 828.9366 | 849.3042 | 870.8622 | 893.6771 | 917.8187 | 943.3611 | 970.3819 | 998.9635 | 1029.1925 | 1061.1604 | 1094.9638 | 1130.7044
|  | ITC | 2025 1: 9830.2272
|  | Federal Tax |  | -10572.5639 | -1263.7923 | -697.0679 | -354.6541 | -348.8486 | -90.0596 | 166.2202 | 170.0363 | 174.0767 | 178.3539 | 182.8811 | 187.6722 | 192.7419 | 198.1058 | 203.7802 | 209.7823 | 216.1304 | 222.8437 | 229.9424 | 237.4479
| 7.5% | Free Cash Flow | -24575.568 | 11712.1863 | 2412.7554 | 1855.8681 | 1523.8475 | 1528.96 | 1281.632 | 1023.8943 | 1018.608 | 1013.085 | 1007.3132 | 1001.2794 | 994.97 | 988.3704 | 981.4654 | 974.2388 | 966.6737 | 958.7522 | 950.4552 | 941.7629 | 932.6542 | 7372.6704
| 10.74% | ROE | -2883.2924 | 248.8917 | 253.2793 | 257.8946 | 262.7755 | 267.888 | 273.2361 | 268.1747 | 262.8883 | 257.3654 | 251.5935 | 245.5598 | 239.2503 | 232.6507 | 225.7457 | 218.5192 | 210.9541 | 203.0325 | 194.7356 | 186.0432 | 176.9346 | 7372.6704
|  | Interest |  | 496.7126 | 482.4673 | 467.4384 | 451.5829 | 434.8554 | 417.2078 | 398.5897 | 378.9476 | 358.2251 | 336.3629 | 313.2983 | 288.9651 | 263.2936 | 236.2101 | 207.6371 | 177.4926 | 145.6901 | 112.1385 | 76.7415 | 39.3977
|  | Mortgage Payment |  | 755.7197 | 755.7197 | 755.7197 | 755.7197 | 755.7197 | 755.7197 | 755.7197 | 755.7197 | 755.7197 | 755.7197 | 755.7197 | 755.7197 | 755.7197 | 755.7197 | 755.7197 | 755.7197 | 755.7197 | 755.7197 | 755.7197 | 755.7197
|  | Sinking Fund |  | 259.007 | 273.2524 | 288.2813 | 304.1368 | 320.8643 | 338.5118 | 357.13 | 376.7721 | 397.4946 | 419.3568 | 442.4214 | 466.7546 | 492.4261 | 519.5095 | 548.0825 | 578.2271 | 610.0296 | 643.5812 | 678.9782 | 716.322
|  | Mortgage Balance | 9031.139 | 8772.132 | 8498.8796 | 8210.5983 | 7906.4615 | 7585.5972 | 7247.0854 | 6889.9555 | 6513.1834 | 6115.6888 | 5696.332 | 5253.9106 | 4787.156 | 4294.73 | 3775.2205 | 3227.1379 | 2648.9109 | 2038.8813 | 1395.3001 | 716.322 | -7.3896e-12
|  | Book Depr |  | 1228.7784 | 1228.7784 | 1228.7784 | 1228.7784 | 1228.7784 | 1228.7784 | 1228.7784 | 1228.7784 | 1228.7784 | 1228.7784 | 1228.7784 | 1228.7784 | 1228.7784 | 1228.7784 | 1228.7784 | 1228.7784 | 1228.7784 | 1228.7784 | 1228.7784 | 1228.7784
|  | Accum Depreciation |  | 1228.7784 | 2457.5568 | 3686.3352 | 4915.1136 | 6143.892 | 7372.6704 | 8601.4488 | 9830.2272 | 11059.0056 | 12287.784 | 13516.5624 | 14745.3408 | 15974.1192 | 17202.8976 | 18431.676 | 19660.4544 | 20889.2328 | 22118.0112 | 23346.7896 | 24575.568
|  | End Year Book Value |  | 23346.7896 | 22118.0112 | 20889.2328 | 19660.4544 | 18431.676 | 17202.8976 | 15974.1192 | 14745.3408 | 13516.5624 | 12287.784 | 11059.0056 | 9830.2272 | 8601.4488 | 7372.6704 | 6143.892 | 4915.1136 | 3686.3352 | 2457.5568 | 1228.7784 | 0
|  | Tax Dep |  | 4177.8466 | 6684.5545 | 4010.7327 | 2406.4396 | 2406.4396 | 1203.2198 | 0 | 0 | 0 | 0 | 0 | 0 | 0 | 0 | 0 | 0 | 0 | 0 | 0 | 0
|  | After Tax Dep. Value |  | 877.3478 | 1403.7564 | 842.2539 | 505.3523 | 505.3523 | 252.6762 | 0 | 0 | 0 | 0 | 0 | 0 | 0 | 0 | 0 | 0 | 0 | 0 | 0 | 0
|  | Dep. Tax Equity | 0: 3559.0744; 2025 1: 14.48%
|  | ITC Tax Equity | 0: 9102.0622; 2025 1: 37.04%
| 75.8% | Debt | 0: 9031.139; 2025 1: 36.75%
| 24.2% | Equity | 0: 2883.2924; 2025 1: 11.73%
|  | Total | 0: 24575.568
|  | Check | 0: 0
New Residential Solar + Storage | bar: 0 to 2028 4
|  | MWh |  | 8.6425 | 8.6425 | 8.6425 | 8.6425 | 8.6425 | 8.6425 | 8.6425 | 8.6425 | 8.6425 | 8.6425 | 8.6425 | 8.6425 | 8.6425 | 8.6425 | 8.6425 | 8.6425 | 8.6425 | 8.6425 | 8.6425 | 8.6425
|  | PPA Rate ($/MWh) |  | 150.2333 | 150.2333 | 150.2333 | 150.2333 | 150.2333 | 150.2333 | 150.2333 | 150.2333 | 150.2333 | 150.2333 | 150.2333 | 150.2333 | 150.2333 | 150.2333 | 150.2333 | 150.2333 | 150.2333 | 150.2333 | 150.2333 | 150.2333
|  | Capacity Payment ($/kW-month) |  | 21.9705 | 21.9705 | 21.9705 | 21.9705 | 21.9705 | 21.9705 | 21.9705 | 21.9705 | 21.9705 | 21.9705 | 21.9705 | 21.9705 | 21.9705 | 21.9705 | 21.9705 | 21.9705 | 21.9705 | 21.9705 | 21.9705 | 21.9705
|  | Revenue |  | 2903.1952 | 2903.1952 | 2903.1952 | 2903.1952 | 2903.1952 | 2903.1952 | 2903.1952 | 2903.1952 | 2903.1952 | 2903.1952 | 2903.1952 | 2903.1952 | 2903.1952 | 2903.1952 | 2903.1952 | 2903.1952 | 2903.1952 | 2903.1952 | 2903.1952 | 2903.1952
|  | Solar Fixed O&M |  | 127.0151 | 119.5425 | 111.6729 | 103.3583 | 94.6239 | 85.4552 | 86.6214 | 87.7976 | 88.9836 | 90.1794 | 91.3846 | 92.5993 | 93.8232 | 95.0561 | 96.2978 | 97.5482 | 98.807 | 100.0739 | 101.3488 | 102.6313
|  | Storage Fixed O&M |  | 377.0036 | 369.8364 | 363.9537 | 359.5514 | 355.3267 | 351.9184 | 355.2621 | 358.4832 | 361.6742 | 364.832 | 367.9537 | 371.0362 | 374.0763 | 377.0705 | 380.0154 | 382.9074 | 385.7427 | 388.5175 | 391.2276 | 393.869
|  | Solar Variable O&M |  | 0 | 0 | 0 | 0 | 0 | 0 | 0 | 0 | 0 | 0 | 0 | 0 | 0 | 0 | 0 | 0 | 0 | 0 | 0 | 0
|  | B&O Tax |  | 0 | 0 | 0 | 0 | 0 | 0 | 0 | 0 | 0 | 0 | 0 | 0 | 0 | 0 | 0 | 0 | 0 | 0 | 0 | 0
|  | Total Operating Costs |  | 504.0187 | 489.3789 | 475.6265 | 462.9097 | 449.9506 | 437.3736 | 441.8835 | 446.2808 | 450.6578 | 455.0114 | 459.3384 | 463.6355 | 467.8995 | 472.1266 | 476.3133 | 480.4556 | 484.5497 | 488.5914 | 492.5764 | 496.5003
|  | Storage Reinvestment | 2035 11: 10462.9545
|  | EBITDA |  | 2399.1765 | 2413.8163 | 2427.5687 | 2440.2855 | 2453.2446 | 2465.8216 | 2461.3117 | 2456.9144 | 2452.5374 | 2448.1838 | 2443.8568 | 2439.5597 | 2435.2957 | 2431.0686 | 2426.8819 | 2422.7396 | 2418.6455 | 2414.6038 | 2410.6188 | 2406.6949
|  | Before Tax Earnings |  | -5475.2297 | -9659.2025 | -5116.0171 | -2374.1215 | -2332.9845 | -263.8274 | 1789.8779 | 1818.5682 | 1849.0987 | 1881.5725 | -14.8398 | -1011.9083 | -205.093 | 396.9489 | 854.2035 | 942.8101 | 1036.5662 | 1602.8227 | 2174.4998 | 2285.4757
|  | ITC | 2025 1: 16559.2517
|  | Federal Tax |  | -17709.05 | -2028.4325 | -1074.3636 | -498.5655 | -489.9267 | -55.4037 | 375.8744 | 381.8993 | 388.3107 | 395.1302 | -3.1164 | -212.5007 | -43.0695 | 83.3593 | 179.3827 | 197.9901 | 217.6789 | 336.5928 | 456.645 | 479.9499
| 7.5% | Free Cash Flow | -41398.1294 | 20108.2265 | 4442.2488 | 3501.9323 | 2938.851 | 2943.1713 | 2521.2254 | 2085.4374 | 2075.015 | 2064.2267 | 2053.0536 | -8015.9813 | 2652.0604 | 2478.3653 | 2347.7093 | 2247.4992 | 2224.7495 | 2200.9666 | 2078.011 | 1953.9738 | 1926.745 | 12419.4388
| 13.16% | ROE | -4856.9747 | 798.0338 | 804.5599 | 810.1078 | 814.5453 | 818.8655 | 822.5586 | 812.4096 | 801.9873 | 791.1989 | 780.0258 | -192.1269 | -211.244 | -231.1997 | -252.0385 | -273.8079 | -296.5576 | -320.3405 | -345.2121 | -371.2313 | -398.4601 | 12419.4388
|  | Interest |  | 836.7243 | 812.7276 | 787.4111 | 760.7022 | 732.5242 | 702.7966 | 671.4338 | 638.3462 | 603.4387 | 566.6113 | 963.959 | 889.0904 | 810.1041 | 726.7735 | 638.8598 | 546.1108 | 448.2606 | 345.0287 | 236.119 | 121.2192
|  | Initial Mortgage Payment |  | 1273.0278 | 1273.0278 | 1273.0278 | 1273.0278 | 1273.0278 | 1273.0278 | 1273.0278 | 1273.0278 | 1273.0278 | 1273.0278 | 1273.0278 | 1273.0278 | 1273.0278 | 1273.0278 | 1273.0278 | 1273.0278 | 1273.0278 | 1273.0278 | 1273.0278 | 1273.0278
|  | Storage Refresh Mortgage Payment | 2035 11: 1052.1774; 2036 12: 1052.1774; 2037 13: 1052.1774; 2038 14: 1052.1774; 2039 15: 1052.1774; 2040 16: 1052.1774; 2041 17: 1052.1774; 2042 18: 1052.1774; 2043 19: 1052.1774; 2044 20: 1052.1774
|  | Sinking Fund |  | 436.3035 | 460.3002 | 485.6167 | 512.3256 | 540.5035 | 570.2312 | 601.5939 | 634.6816 | 669.5891 | 706.4165 | 1361.2462 | 1436.1147 | 1515.101 | 1598.4316 | 1686.3453 | 1779.0943 | 1876.9445 | 1980.1765 | 2089.0862 | 2203.9859
|  | Mortgage Balance | 15213.1686 | 14776.8651 | 14316.565 | 13830.9483 | 13318.6227 | 12778.1192 | 12207.888 | 11606.294 | 10971.6125 | 10302.0234 | 17526.5264 | 16165.2802 | 14729.1655 | 13214.0644 | 11615.6328 | 9929.2875 | 8150.1931 | 6273.2486 | 4293.0721 | 2203.9859 | -1.4552e-11
|  | Solar Depr | -24575.568 | 1228.7784 | 1228.7784 | 1228.7784 | 1228.7784 | 1228.7784 | 1228.7784 | 1228.7784 | 1228.7784 | 1228.7784 | 1228.7784 | 1228.7784 | 1228.7784 | 1228.7784 | 1228.7784 | 1228.7784 | 1228.7784 | 1228.7784 | 1228.7784 | 1228.7784 | 1228.7784
|  | Storage Depr | -16822.5614 | 1682.2561 | 1682.2561 | 1682.2561 | 1682.2561 | 1682.2561 | 1682.2561 | 1682.2561 | 1682.2561 | 1682.2561 | 1682.2561 | 1046.2954 | 1046.2954 | 1046.2954 | 1046.2954 | 1046.2954 | 1046.2954 | 1046.2954 | 1046.2954 | 1046.2954 | 1046.2954
|  | Accum Depreciation |  | 2911.0345 | 5822.0691 | 8733.1036 | 11644.1382 | 14555.1727 | 17466.2072 | 20377.2418 | 23288.2763 | 26199.3108 | 29110.3454 | 31385.4192 | 33660.4931 | 35935.5669 | 38210.6408 | 40485.7146 | 42760.7884 | 45035.8623 | 47310.9361 | 49586.01 | 51861.0838
|  | End Year Book Value |  | 38487.0948 | 35576.0603 | 32665.0257 | 29753.9912 | 26842.9567 | 23931.9221 | 21020.8876 | 18109.8531 | 15198.8185 | 12287.784 | 20475.6646 | 18200.5908 | 15925.5169 | 13650.4431 | 11375.3692 | 9100.2954 | 6825.2215 | 4550.1477 | 2275.0738 | 0
|  | Tax Dep |  | 7037.682 | 11260.2912 | 6756.1747 | 4053.7048 | 4053.7048 | 2026.8524 | 0 | 0 | 0 | 0 | 1494.7377 | 2562.3775 | 1830.2846 | 1307.3462 | 933.8187 | 933.8187 | 933.8187 | 466.7524 | 0 | 0
|  | After Tax Dep. Value |  | 1477.9132 | 2364.6611 | 1418.7967 | 851.278 | 851.278 | 425.639 | 0 | 0 | 0 | 0 | 313.8949 | 538.0993 | 384.3598 | 274.5427 | 196.1019 | 196.1019 | 196.1019 | 98.018 | 0 | 0
|  | Dep. Tax Equity | 0: 5995.3456; 2025 1: 14.48%
|  | ITC Tax Equity | 0: 15332.6405; 2025 1: 37.04%
| 75.8% | Debt | 0: 15213.1686; 2025 1: 36.75%
| 24.2% | Equity | 0: 4856.9747; 2025 1: 11.73%
|  | Total | 0: 41398.1294
|  | Check | 0: 0
Existing Residential Solar | bar: 0 to 2028 4
|  | MWh |  | 8.6425 | 8.6425 | 8.6425 | 8.6425 | 8.6425 | 8.6425 | 8.6425 | 8.6425 | 8.6425 | 8.6425 | 8.6425 | 8.6425 | 8.6425 | 8.6425 | 8.6425 | 8.6425 | 8.6425 | 8.6425 | 8.6425 | 8.6425
|  | PPA Rate ($/MWh) |  | 162.4143 | 162.4143 | 162.4143 | 162.4143 | 162.4143 | 162.4143 | 162.4143 | 162.4143 | 162.4143 | 162.4143 | 162.4143 | 162.4143 | 162.4143 | 162.4143 | 162.4143 | 162.4143 | 162.4143 | 162.4143 | 162.4143 | 162.4143
|  | Revenue |  | 1403.6651 | 1403.6651 | 1403.6651 | 1403.6651 | 1403.6651 | 1403.6651 | 1403.6651 | 1403.6651 | 1403.6651 | 1403.6651 | 1403.6651 | 1403.6651 | 1403.6651 | 1403.6651 | 1403.6651 | 1403.6651 | 1403.6651 | 1403.6651 | 1403.6651 | 1403.6651
|  | Fixed O&M |  | 158.7689 | 149.4282 | 139.5911 | 129.1979 | 118.2799 | 106.8189 | 108.2768 | 109.747 | 111.2296 | 112.7242 | 114.2308 | 115.7491 | 117.279 | 118.8201 | 120.3723 | 121.9352 | 123.5087 | 125.0924 | 126.686 | 128.2892
|  | Variable O&M |  | 0 | 0 | 0 | 0 | 0 | 0 | 0 | 0 | 0 | 0 | 0 | 0 | 0 | 0 | 0 | 0 | 0 | 0 | 0 | 0
|  | B&O Tax |  | 0 | 0 | 0 | 0 | 0 | 0 | 0 | 0 | 0 | 0 | 0 | 0 | 0 | 0 | 0 | 0 | 0 | 0 | 0 | 0
|  | Total Operating Costs |  | 158.7689 | 149.4282 | 139.5911 | 129.1979 | 118.2799 | 106.8189 | 108.2768 | 109.747 | 111.2296 | 112.7242 | 114.2308 | 115.7491 | 117.279 | 118.8201 | 120.3723 | 121.9352 | 123.5087 | 125.0924 | 126.686 | 128.2892
|  | EBITDA |  | 1244.8963 | 1254.237 | 1264.0741 | 1274.4672 | 1285.3853 | 1296.8462 | 1295.3884 | 1293.9181 | 1292.4356 | 1290.9409 | 1289.4343 | 1287.916 | 1286.3862 | 1284.845 | 1283.2929 | 1281.7299 | 1280.1564 | 1278.5728 | 1276.9792 | 1275.376
|  | Before Tax Earnings |  | -3849.1746 | -6555.979 | -3615.9841 | -1840.0445 | -1810.8978 | -469.0044 | 861.0278 | 880.9625 | 902.0621 | 924.3916 | 948.0196 | 973.0182 | 999.4637 | 1027.4366 | 1057.0216 | 1088.3085 | 1121.3916 | 1156.3706 | 1193.3506 | 1232.4426
|  | ITC | 2025 1: 10712.4271
|  | Federal Tax |  | -11520.7537 | -1376.7556 | -759.3567 | -386.4093 | -380.2885 | -98.4909 | 180.8158 | 185.0021 | 189.433 | 194.1222 | 199.0841 | 204.3338 | 209.8874 | 215.7617 | 221.9745 | 228.5448 | 235.4922 | 242.8378 | 250.6036 | 258.8129
| 7.5% | Free Cash Flow | -26781.0676 | 12765.65 | 2630.9926 | 2023.4307 | 1660.8766 | 1665.6738 | 1395.3371 | 1114.5725 | 1108.916 | 1103.0025 | 1096.8187 | 1090.3502 | 1083.5822 | 1076.4988 | 1069.0834 | 1061.3183 | 1053.1851 | 1044.6642 | 1035.7349 | 1026.3755 | 1016.563 | 8034.3203
| 10.74% | ROE | -3142.0494 | 273.5982 | 277.7173 | 282.0493 | 286.6315 | 291.4287 | 296.4443 | 291.0319 | 285.3754 | 279.4619 | 273.278 | 266.8096 | 260.0415 | 252.9582 | 245.5427 | 237.7777 | 229.6445 | 221.1236 | 212.1943 | 202.8349 | 193.0224 | 8034.3203
|  | Interest |  | 541.2894 | 525.7656 | 509.388 | 492.1096 | 473.8809 | 454.6496 | 434.3606 | 412.9557 | 390.3735 | 366.5493 | 341.4148 | 314.8978 | 286.9225 | 257.4085 | 226.2712 | 193.4214 | 158.7648 | 122.2022 | 83.6286 | 42.9334
|  | Mortgage Payment |  | 823.5407 | 823.5407 | 823.5407 | 823.5407 | 823.5407 | 823.5407 | 823.5407 | 823.5407 | 823.5407 | 823.5407 | 823.5407 | 823.5407 | 823.5407 | 823.5407 | 823.5407 | 823.5407 | 823.5407 | 823.5407 | 823.5407 | 823.5407
|  | Sinking Fund |  | 282.2512 | 297.7751 | 314.1527 | 331.4311 | 349.6598 | 368.8911 | 389.1801 | 410.585 | 433.1672 | 456.9914 | 482.1259 | 508.6428 | 536.6182 | 566.1322 | 597.2694 | 630.1192 | 664.7758 | 701.3385 | 739.9121 | 780.6073
|  | Mortgage Balance | 9841.6258 | 9559.3746 | 9261.5995 | 8947.4468 | 8616.0158 | 8266.356 | 7897.4649 | 7508.2848 | 7097.6998 | 6664.5327 | 6207.5413 | 5725.4154 | 5216.7726 | 4680.1545 | 4114.0223 | 3516.7529 | 2886.6336 | 2221.8578 | 1520.5193 | 780.6073 | -1.0459e-11
|  | Book Depr |  | 1339.0534 | 1339.0534 | 1339.0534 | 1339.0534 | 1339.0534 | 1339.0534 | 1339.0534 | 1339.0534 | 1339.0534 | 1339.0534 | 1339.0534 | 1339.0534 | 1339.0534 | 1339.0534 | 1339.0534 | 1339.0534 | 1339.0534 | 1339.0534 | 1339.0534 | 1339.0534
|  | Accum Depreciation |  | 1339.0534 | 2678.1068 | 4017.1601 | 5356.2135 | 6695.2669 | 8034.3203 | 9373.3737 | 10712.4271 | 12051.4804 | 13390.5338 | 14729.5872 | 16068.6406 | 17407.694 | 18746.7474 | 20085.8007 | 21424.8541 | 22763.9075 | 24102.9609 | 25442.0143 | 26781.0676
|  | End Year Book Value |  | 25442.0143 | 24102.9609 | 22763.9075 | 21424.8541 | 20085.8007 | 18746.7474 | 17407.694 | 16068.6406 | 14729.5872 | 13390.5338 | 12051.4804 | 10712.4271 | 9373.3737 | 8034.3203 | 6695.2669 | 5356.2135 | 4017.1601 | 2678.1068 | 1339.0534 | 0
|  | Tax Dep |  | 4552.7815 | 7284.4504 | 4370.6702 | 2622.4021 | 2622.4021 | 1311.2011 | 0 | 0 | 0 | 0 | 0 | 0 | 0 | 0 | 0 | 0 | 0 | 0 | 0 | 0
|  | After Tax Dep. Value |  | 956.0841 | 1529.7346 | 917.8408 | 550.7045 | 550.7045 | 275.3522 | 0 | 0 | 0 | 0 | 0 | 0 | 0 | 0 | 0 | 0 | 0 | 0 | 0 | 0
|  | Dep. Tax Equity | 0: 3878.4785; 2025 1: 14.48%
|  | ITC Tax Equity | 0: 9918.9139; 2025 1: 37.04%
| 75.8% | Debt | 0: 9841.6258; 2025 1: 36.75%
| 24.2% | Equity | 0: 3142.0494; 2025 1: 11.73%
|  | Total | 0: 26781.0676
|  | Check | 0: 0
Existing Residential Solar + Storage | bar: 0 to 2028 4
|  | MWh |  | 8.6425 | 8.6425 | 8.6425 | 8.6425 | 8.6425 | 8.6425 | 8.6425 | 8.6425 | 8.6425 | 8.6425 | 8.6425 | 8.6425 | 8.6425 | 8.6425 | 8.6425 | 8.6425 | 8.6425 | 8.6425 | 8.6425 | 8.6425
|  | PPA Rate ($/MWh) |  | 162.4143 | 162.4143 | 162.4143 | 162.4143 | 162.4143 | 162.4143 | 162.4143 | 162.4143 | 162.4143 | 162.4143 | 162.4143 | 162.4143 | 162.4143 | 162.4143 | 162.4143 | 162.4143 | 162.4143 | 162.4143 | 162.4143 | 162.4143
|  | Capacity Payment ($/kW-month) |  | 23.2992 | 23.2992 | 23.2992 | 23.2992 | 23.2992 | 23.2992 | 23.2992 | 23.2992 | 23.2992 | 23.2992 | 23.2992 | 23.2992 | 23.2992 | 23.2992 | 23.2992 | 23.2992 | 23.2992 | 23.2992 | 23.2992 | 23.2992
|  | Revenue |  | 3105.5234 | 3105.5234 | 3105.5234 | 3105.5234 | 3105.5234 | 3105.5234 | 3105.5234 | 3105.5234 | 3105.5234 | 3105.5234 | 3105.5234 | 3105.5234 | 3105.5234 | 3105.5234 | 3105.5234 | 3105.5234 | 3105.5234 | 3105.5234 | 3105.5234 | 3105.5234
|  | Solar Fixed O&M |  | 127.0151 | 119.5425 | 111.6729 | 103.3583 | 94.6239 | 85.4552 | 86.6214 | 87.7976 | 88.9836 | 90.1794 | 91.3846 | 92.5993 | 93.8232 | 95.0561 | 96.2978 | 97.5482 | 98.807 | 100.0739 | 101.3488 | 102.6313
|  | Storage Fixed O&M |  | 377.0036 | 369.8364 | 363.9537 | 359.5514 | 355.3267 | 351.9184 | 355.2621 | 358.4832 | 361.6742 | 364.832 | 367.9537 | 371.0362 | 374.0763 | 377.0705 | 380.0154 | 382.9074 | 385.7427 | 388.5175 | 391.2276 | 393.869
|  | Solar Variable O&M |  | 0 | 0 | 0 | 0 | 0 | 0 | 0 | 0 | 0 | 0 | 0 | 0 | 0 | 0 | 0 | 0 | 0 | 0 | 0 | 0
|  | B&O Tax |  | 0 | 0 | 0 | 0 | 0 | 0 | 0 | 0 | 0 | 0 | 0 | 0 | 0 | 0 | 0 | 0 | 0 | 0 | 0 | 0
|  | Total Operating Costs |  | 504.0187 | 489.3789 | 475.6265 | 462.9097 | 449.9506 | 437.3736 | 441.8835 | 446.2808 | 450.6578 | 455.0114 | 459.3384 | 463.6355 | 467.8995 | 472.1266 | 476.3133 | 480.4556 | 484.5497 | 488.5914 | 492.5764 | 496.5003
|  | Storage Reinvestment | 2035 11: 11267.7971
|  | EBITDA |  | 2601.5047 | 2616.1445 | 2629.8968 | 2642.6137 | 2655.5727 | 2668.1498 | 2663.6399 | 2659.2425 | 2654.8655 | 2650.512 | 2646.185 | 2641.8878 | 2637.6239 | 2633.3968 | 2629.2101 | 2625.0677 | 2620.9736 | 2616.9319 | 2612.9469 | 2609.0231
|  | Before Tax Earnings |  | -5938.5554 | -10477.453 | -5551.3772 | -2578.7736 | -2535.2547 | -292.2469 | 1935.4471 | 1966.9345 | 2000.4159 | 2036.0029 | -5.6588 | -1078.7824 | -209.2472 | 439.778 | 932.8943 | 1029.022 | 1130.7127 | 1741.2685 | 2357.6811 | 2477.9742
|  | ITC | 2025 1: 17959.0689
|  | Federal Tax |  | -19206.1655 | -2200.2651 | -1165.7892 | -541.5425 | -532.4035 | -61.3719 | 406.4439 | 413.0562 | 420.0873 | 427.5606 | -1.1884 | -226.5443 | -43.9419 | 92.3534 | 195.9078 | 216.0946 | 237.4497 | 365.6664 | 495.113 | 520.3746
| 7.5% | Free Cash Flow | -44897.6722 | 21807.6702 | 4816.4096 | 3795.686 | 3184.1561 | 3187.9762 | 2729.5216 | 2257.196 | 2246.1863 | 2234.7782 | 2222.9514 | -8620.4238 | 2868.4321 | 2681.5658 | 2541.0434 | 2433.3023 | 2408.9731 | 2383.524 | 2251.2656 | 2117.8339 | 2088.6485 | 13469.3017
| 13.14% | ROE | -5267.5534 | 865.1127 | 871.2129 | 876.3113 | 880.2746 | 884.0947 | 887.26 | 876.5543 | 865.5446 | 854.1365 | 842.3097 | -204.4232 | -224.8152 | -246.1159 | -268.3738 | -291.6402 | -315.9694 | -341.4185 | -368.0481 | -395.9219 | -425.1073 | 13469.3017
|  | Interest |  | 907.4558 | 881.4306 | 853.974 | 825.0072 | 794.4473 | 762.2066 | 728.1927 | 692.308 | 654.4497 | 614.5091 | 1042.1263 | 961.1867 | 875.7954 | 785.7075 | 690.6649 | 590.3949 | 484.61 | 373.007 | 255.2658 | 131.0489
|  | Initial Mortgage Payment |  | 1380.6417 | 1380.6417 | 1380.6417 | 1380.6417 | 1380.6417 | 1380.6417 | 1380.6417 | 1380.6417 | 1380.6417 | 1380.6417 | 1380.6417 | 1380.6417 | 1380.6417 | 1380.6417 | 1380.6417 | 1380.6417 | 1380.6417 | 1380.6417 | 1380.6417 | 1380.6417
|  | Storage Refresh Mortgage Payment | 2035 11: 1133.1141; 2036 12: 1133.1141; 2037 13: 1133.1141; 2038 14: 1133.1141; 2039 15: 1133.1141; 2040 16: 1133.1141; 2041 17: 1133.1141; 2042 18: 1133.1141; 2043 19: 1133.1141; 2044 20: 1133.1141
|  | Sinking Fund |  | 473.1859 | 499.2111 | 526.6677 | 555.6345 | 586.1943 | 618.435 | 652.449 | 688.3337 | 726.192 | 766.1326 | 1471.6295 | 1552.5691 | 1637.9604 | 1728.0483 | 1823.0909 | 1923.3609 | 2029.1458 | 2140.7488 | 2258.49 | 2382.7069
|  | Mortgage Balance | 16499.1962 | 16026.0103 | 15526.7992 | 15000.1315 | 14444.497 | 13858.3027 | 13239.8676 | 12587.4186 | 11899.085 | 11172.893 | 18947.7506 | 17476.1211 | 15923.552 | 14285.5915 | 12557.5433 | 10734.4524 | 8811.0914 | 6781.9457 | 4641.1969 | 2382.7069 | -3.638e-12
|  | Solar Depr | -26781.0676 | 1339.0534 | 1339.0534 | 1339.0534 | 1339.0534 | 1339.0534 | 1339.0534 | 1339.0534 | 1339.0534 | 1339.0534 | 1339.0534 | 1339.0534 | 1339.0534 | 1339.0534 | 1339.0534 | 1339.0534 | 1339.0534 | 1339.0534 | 1339.0534 | 1339.0534 | 1339.0534
|  | Storage Depr | -18116.6046 | 1811.6605 | 1811.6605 | 1811.6605 | 1811.6605 | 1811.6605 | 1811.6605 | 1811.6605 | 1811.6605 | 1811.6605 | 1811.6605 | 1126.7797 | 1126.7797 | 1126.7797 | 1126.7797 | 1126.7797 | 1126.7797 | 1126.7797 | 1126.7797 | 1126.7797 | 1126.7797
|  | Accum Depreciation |  | 3150.7138 | 6301.4277 | 9452.1415 | 12602.8554 | 15753.5692 | 18904.283 | 22054.9969 | 25205.7107 | 28356.4246 | 31507.1384 | 33972.9715 | 36438.8046 | 38904.6377 | 41370.4708 | 43836.3039 | 46302.137 | 48767.9701 | 51233.8032 | 53699.6363 | 56165.4694
|  | End Year Book Value |  | 41746.9584 | 38596.2446 | 35445.5307 | 32294.8169 | 29144.103 | 25993.3892 | 22842.6753 | 19691.9615 | 16541.2477 | 13390.5338 | 22192.4978 | 19726.6648 | 17260.8317 | 14794.9986 | 12329.1655 | 9863.3324 | 7397.4993 | 4931.6662 | 2465.8331 | -4.0018e-11
|  | Tax Dep |  | 7632.6043 | 12212.1668 | 7327.3001 | 4396.3801 | 4396.3801 | 2198.19 | 0 | 0 | 0 | 0 | 1609.7175 | 2759.4835 | 1971.0757 | 1407.9112 | 1005.6509 | 1005.6509 | 1005.6509 | 502.6564 | 0 | 0
|  | After Tax Dep. Value |  | 1602.8469 | 2564.555 | 1538.733 | 923.2398 | 923.2398 | 461.6199 | 0 | 0 | 0 | 0 | 338.0407 | 579.4915 | 413.9259 | 295.6614 | 211.1867 | 211.1867 | 211.1867 | 105.5579 | 0 | 0
|  | Dep. Tax Equity | 0: 6502.1551; 2025 1: 14.48%
|  | ITC Tax Equity | 0: 16628.7675; 2025 1: 37.04%
| 75.8% | Debt | 0: 16499.1962; 2025 1: 36.75%
| 24.2% | Equity | 0: 5267.5534; 2025 1: 11.73%
|  | Total | 0: 44897.6722
|  | Check | 0: 0
Commercial Solar | bar: 0 to 2028 4
|  | MWh |  | 1504.8641 | 1504.8641 | 1504.8641 | 1504.8641 | 1504.8641 | 1504.8641 | 1504.8641 | 1504.8641 | 1504.8641 | 1504.8641 | 1504.8641 | 1504.8641 | 1504.8641 | 1504.8641 | 1504.8641 | 1504.8641 | 1504.8641 | 1504.8641 | 1504.8641 | 1504.8641
|  | PPA Rate ($/MWh) |  | 125.4857 | 125.4857 | 125.4857 | 125.4857 | 125.4857 | 125.4857 | 125.4857 | 125.4857 | 125.4857 | 125.4857 | 125.4857 | 125.4857 | 125.4857 | 125.4857 | 125.4857 | 125.4857 | 125.4857 | 125.4857 | 125.4857 | 125.4857
|  | Revenue |  | 188838.8839 | 188838.8839 | 188838.8839 | 188838.8839 | 188838.8839 | 188838.8839 | 188838.8839 | 188838.8839 | 188838.8839 | 188838.8839 | 188838.8839 | 188838.8839 | 188838.8839 | 188838.8839 | 188838.8839 | 188838.8839 | 188838.8839 | 188838.8839 | 188838.8839 | 188838.8839
|  | Fixed O&M |  | 17932.2677 | 17483.3734 | 17005.4842 | 16492.15 | 15947.9984 | 15371.9219 | 15574.5409 | 15778.6351 | 15984.1714 | 16191.1145 | 16399.4266 | 16609.0681 | 16819.9964 | 17032.1667 | 17245.5317 | 17460.0412 | 17675.6423 | 17892.2791 | 18109.893 | 18328.422
|  | Variable O&M |  | 0 | 0 | 0 | 0 | 0 | 0 | 0 | 0 | 0 | 0 | 0 | 0 | 0 | 0 | 0 | 0 | 0 | 0 | 0 | 0
|  | B&O Tax |  | 0 | 0 | 0 | 0 | 0 | 0 | 0 | 0 | 0 | 0 | 0 | 0 | 0 | 0 | 0 | 0 | 0 | 0 | 0 | 0
|  | Property Tax |  | 29866.5167 | 28202.3687 | 26630.9463 | 25147.0827 | 23745.8994 | 22422.7892 | 21173.4022 | 19993.6304 | 18879.5949 | 17827.6329 | 16834.2858 | 15896.2875 | 15010.554 | 14174.1731 | 13384.395 | 12638.6229 | 11934.4049 | 11269.4256 | 10641.4986 | 10048.5594
|  | Total Operating Costs |  | 47798.7844 | 45685.7421 | 43636.4305 | 41639.2327 | 39693.8978 | 37794.7112 | 36747.9431 | 35772.2655 | 34863.7663 | 34018.7474 | 33233.7124 | 32505.3555 | 31830.5503 | 31206.3398 | 30629.9267 | 30098.6641 | 29610.0472 | 29161.7047 | 28751.3916 | 28376.9814
|  | EBITDA |  | 141040.0995 | 143153.1418 | 145202.4534 | 147199.6511 | 149144.9861 | 151044.1727 | 152090.9408 | 153066.6183 | 153975.1175 | 154820.1365 | 155605.1715 | 156333.5284 | 157008.3335 | 157632.544 | 158208.9572 | 158740.2197 | 159228.8367 | 159677.1791 | 160087.4923 | 160461.9025
|  | Before Tax Earnings |  | -430782.365 | -731469.6866 | -402533.471 | -203521.7937 | -199418.0781 | -49015.3341 | 100660.2313 | 104170.3688 | 107752.7231 | 111418.6593 | -247492.3371 | -502668.4748 | -321051.6172 | -190050.862 | -95157.678 | -90736.814 | -86144.6676 | 31958.4094 | 150185.4047 | 155378.349
|  | ITC | 2025 1: 895995.5011
|  | Federal Tax |  | -986459.7977 | -153608.6342 | -84532.0289 | -42739.5767 | -41877.7964 | -10293.2202 | 21138.6486 | 21875.7774 | 22628.0719 | 23397.9184 | -51973.3908 | -105560.3797 | -67420.8396 | -39910.681 | -19983.1124 | -19054.7309 | -18090.3802 | 6711.266 | 31538.935 | 32629.4533
| 7.5% | Free Cash Flow | -2986651.6702 | 1127499.8972 | 296761.776 | 229734.4823 | 189939.2278 | 191022.7825 | 161337.3929 | 130952.2922 | 131190.8409 | 131347.0457 | 131422.218 | 207578.5622 | 261893.9081 | 224429.1731 | 197543.2251 | 178192.0695 | 177794.9507 | 177319.2169 | 152965.9132 | 128548.5573 | 127832.4492 | 895995.5011
| 10.5% | ROE | -370010.6601 | 27369.1335 | 28652.4346 | 29864.1583 | 31012.3143 | 32095.8689 | 33118.0371 | 33440.4942 | 33679.043 | 33835.2477 | 33910.4201 | 33905.6235 | 33821.6777 | 33659.1619 | 33418.4176 | 33099.5505 | 32702.4317 | 32226.6978 | 31671.7514 | 31036.7593 | 30320.6512 | 895995.5011
|  | Interest |  | 64091.6805 | 62253.5741 | 60314.3718 | 58268.5133 | 56110.1327 | 53833.0411 | 51430.7094 | 48896.2496 | 46222.3944 | 43401.4772 | 40425.4096 | 37285.6582 | 33973.2205 | 30478.5988 | 26791.7728 | 22902.1714 | 18798.642 | 14469.4184 | 9902.0875 | 5083.5534
|  | Mortgage Payment |  | 97511.7979 | 97511.7979 | 97511.7979 | 97511.7979 | 97511.7979 | 97511.7979 | 97511.7979 | 97511.7979 | 97511.7979 | 97511.7979 | 97511.7979 | 97511.7979 | 97511.7979 | 97511.7979 | 97511.7979 | 97511.7979 | 97511.7979 | 97511.7979 | 97511.7979 | 97511.7979
|  | Sinking Fund |  | 33420.1174 | 35258.2239 | 37197.4262 | 39243.2846 | 41401.6653 | 43678.7569 | 46081.0885 | 48615.5484 | 51289.4035 | 54110.3207 | 57086.3884 | 60226.1397 | 63538.5774 | 67033.1992 | 70720.0251 | 74609.6265 | 78713.156 | 83042.3796 | 87609.7104 | 92428.2445
|  | Mortgage Balance | 1165303.2822 | 1131883.1648 | 1096624.9409 | 1059427.5148 | 1020184.2301 | 978782.5648 | 935103.8079 | 889022.7194 | 840407.1711 | 789117.7675 | 735007.4468 | 677921.0584 | 617694.9187 | 554156.3413 | 487123.1421 | 416403.117 | 341793.4904 | 263080.3345 | 180037.9549 | 92428.2445 | -4.3656e-10
|  | Book Depr |  | 149332.5835 | 149332.5835 | 149332.5835 | 149332.5835 | 149332.5835 | 149332.5835 | 149332.5835 | 149332.5835 | 149332.5835 | 149332.5835 | 149332.5835 | 149332.5835 | 149332.5835 | 149332.5835 | 149332.5835 | 149332.5835 | 149332.5835 | 149332.5835 | 149332.5835 | 149332.5835
|  | Accum Depreciation |  | 149332.5835 | 298665.167 | 447997.7505 | 597330.334 | 746662.9176 | 895995.5011 | 1045328.0846 | 1194660.6681 | 1343993.2516 | 1493325.8351 | 1642658.4186 | 1791991.0021 | 1941323.5856 | 2090656.1691 | 2239988.7527 | 2389321.3362 | 2538653.9197 | 2687986.5032 | 2837319.0867 | 2986651.6702
|  | End Year Book Value |  | 2837319.0867 | 2687986.5032 | 2538653.9197 | 2389321.3362 | 2239988.7527 | 2090656.1691 | 1941323.5856 | 1791991.0021 | 1642658.4186 | 1493325.8351 | 1343993.2516 | 1194660.6681 | 1045328.0846 | 895995.5011 | 746662.9176 | 597330.334 | 447997.7505 | 298665.167 | 149332.5835 | 0
|  | Prop. Tax Value | 2986651.6702 | 2820236.8728 | 2663094.628 | 2514708.2737 | 2374589.9358 | 2242278.9244 | 2117340.2191 | 1999363.0385 | 1887959.4897 | 1782763.2932 | 1683428.5783 | 1589628.746 | 1501055.3953 | 1417417.3092 | 1338439.4971 | 1263862.2908 | 1193440.4907 | 1126942.5594 | 1064149.8609 | 1004855.9415 | 948865.8508 | 895995.5011
|  | Tax Dep |  | 507730.7839 | 812369.2543 | 487421.5526 | 292452.9315 | 292452.9315 | 146226.4658 | 0 | 0 | 0 | 0 | 362672.099 | 621716.3449 | 444086.7302 | 317204.8073 | 226574.8623 | 226574.8623 | 226574.8623 | 113249.3514 | 0 | 0
|  | After Tax Dep. Value |  | 106623.4646 | 170597.5434 | 102358.526 | 61415.1156 | 61415.1156 | 30707.5578 | 0 | 0 | 0 | 0 | 76161.1408 | 130560.4324 | 93258.2133 | 66613.0095 | 47580.7211 | 47580.7211 | 47580.7211 | 23782.3638 | 0 | 0
|  | Dep. Tax Equity | 0: 621712.2639; 2025 1: 20.82%
|  | ITC Tax Equity | 0: 829625.4639; 2025 1: 27.78%
| 75.9% | Debt | 0: 1165303.2822; 2025 1: 39.02%
| 24.1% | Equity | 0: 370010.6601; 2025 1: 12.39%
|  | Total | 0: 2986651.6702
|  | Check | 0: 0
Commercial Solar + Storage | bar: 0 to 2028 4
|  | MWh |  | 1504.8641 | 1504.8641 | 1504.8641 | 1504.8641 | 1504.8641 | 1504.8641 | 1504.8641 | 1504.8641 | 1504.8641 | 1504.8641 | 1504.8641 | 1504.8641 | 1504.8641 | 1504.8641 | 1504.8641 | 1504.8641 | 1504.8641 | 1504.8641 | 1504.8641 | 1504.8641
|  | PPA Rate ($/MWh) |  | 125.4857 | 125.4857 | 125.4857 | 125.4857 | 125.4857 | 125.4857 | 125.4857 | 125.4857 | 125.4857 | 125.4857 | 125.4857 | 125.4857 | 125.4857 | 125.4857 | 125.4857 | 125.4857 | 125.4857 | 125.4857 | 125.4857 | 125.4857
|  | Capacity Payment ($/kW-month) |  | 27.0087 | 27.0087 | 27.0087 | 27.0087 | 27.0087 | 27.0087 | 27.0087 | 27.0087 | 27.0087 | 27.0087 | 27.0087 | 27.0087 | 27.0087 | 27.0087 | 27.0087 | 27.0087 | 27.0087 | 27.0087 | 27.0087 | 27.0087
|  | Revenue |  | 512942.7822 | 512942.7822 | 512942.7822 | 512942.7822 | 512942.7822 | 512942.7822 | 512942.7822 | 512942.7822 | 512942.7822 | 512942.7822 | 512942.7822 | 512942.7822 | 512942.7822 | 512942.7822 | 512942.7822 | 512942.7822 | 512942.7822 | 512942.7822 | 512942.7822 | 512942.7822
|  | Solar Fixed O&M |  | 14345.8142 | 13986.6987 | 13604.3874 | 13193.72 | 12758.3987 | 12297.5375 | 12459.6327 | 12622.9081 | 12787.3371 | 12952.8916 | 13119.5413 | 13287.2544 | 13455.9971 | 13625.7334 | 13796.4254 | 13968.033 | 14140.5138 | 14313.8233 | 14487.9144 | 14662.7376
|  | Storage Fixed O&M |  | 31811.6599 | 31159.9418 | 30623.1944 | 30226.8278 | 29858.1346 | 29558.5285 | 29833.1175 | 30103.5322 | 30371.4059 | 30636.496 | 30898.5502 | 31157.3067 | 31412.4937 | 31663.8287 | 31911.0189 | 32153.7601 | 32391.7369 | 32624.6224 | 32852.0772 | 33073.7497
|  | Solar Variable O&M |  | 0 | 0 | 0 | 0 | 0 | 0 | 0 | 0 | 0 | 0 | 0 | 0 | 0 | 0 | 0 | 0 | 0 | 0 | 0 | 0
|  | B&O Tax |  | 0 | 0 | 0 | 0 | 0 | 0 | 0 | 0 | 0 | 0 | 0 | 0 | 0 | 0 | 0 | 0 | 0 | 0 | 0 | 0
|  | Property Tax |  | 58853.084 | 55573.8184 | 52477.272 | 49553.2636 | 46792.1795 | 44184.9417 | 41722.978 | 39398.1937 | 37202.9452 | 35130.015 | 33172.5874 | 49995.6011 | 45481.7461 | 41375.4247 | 37639.8427 | 34241.5278 | 31150.03 | 28337.6482 | 25779.1824 | 23451.7078
|  | Total Operating Costs |  | 105010.5581 | 100720.4589 | 96704.8538 | 92973.8113 | 89408.7128 | 86041.0077 | 84015.7283 | 82124.634 | 80361.6883 | 78719.4025 | 77190.6789 | 94440.1623 | 90350.2369 | 86664.9868 | 83347.2869 | 80363.3209 | 77682.2808 | 75276.0939 | 73119.174 | 71188.1951
|  | Storage Reinvestment | 2035 11: 1802847.539
|  | EBITDA |  | 407932.2242 | 412222.3233 | 416237.9285 | 419968.9709 | 423534.0695 | 426901.7745 | 428927.054 | 430818.1482 | 432581.0939 | 434223.3797 | 435752.1033 | 418502.62 | 422592.5454 | 426277.7955 | 429595.4953 | 432579.4614 | 435260.5014 | 437666.6883 | 439823.6082 | 441754.5871
|  | Before Tax Earnings |  | -728818.8823 | -1320922.7195 | -672463.1256 | -280189.9822 | -272036.511 | 24316.6265 | 319593.5789 | 326872.5301 | 334319.6649 | 341958.7701 | 17098.6249 | -171588.0915 | -28138.7008 | 79593.8745 | 161980.992 | 180481.6454 | 199532.7906 | 299688.5526 | 400490.8375 | 421644.2711
|  | ITC | 2025 1: 1765592.5212
|  | Federal Tax |  | -1918644.4864 | -277393.7711 | -141217.2564 | -58839.8963 | -57127.6673 | 5106.4916 | 67114.6516 | 68643.2313 | 70207.1296 | 71811.3417 | 3590.7112 | -36033.4992 | -5909.1272 | 16714.7136 | 34016.0083 | 37901.1455 | 41901.886 | 62934.596 | 84103.0759 | 88545.2969
| 7.5% | Free Cash Flow | -5885308.4039 | 2326576.7106 | 689616.0944 | 557455.1849 | 478808.8672 | 480661.7368 | 421795.2829 | 361812.4024 | 362174.9169 | 362373.9643 | 362412.038 | -1370686.1469 | 454536.1192 | 428501.6726 | 409563.0818 | 395579.487 | 394678.3158 | 393358.6154 | 374732.0923 | 355720.5323 | 353209.2902 | 1765592.5212
| 15.69% | ROE | -786583.5751 | 143584.169 | 146152.768 | 148459.3848 | 150493.583 | 152346.4526 | 153990.3856 | 154517.892 | 154880.4065 | 155079.4539 | 155117.5276 | -10757.0643 | -27014.4754 | -26558.4212 | -26574.6847 | -27042.3315 | -27943.5027 | -29263.2031 | -30989.1123 | -33111.4162 | -35622.6583 | 1765592.5212
|  | Interest |  | 136248.6778 | 132341.157 | 128218.7225 | 123869.5542 | 119281.1816 | 114440.4485 | 109333.4751 | 103945.6182 | 98261.4291 | 92264.6096 | 161098.679 | 148573.3492 | 135359.1262 | 121418.121 | 106710.3604 | 91193.6731 | 74823.568 | 57553.107 | 39332.7707 | 20110.316
|  | Initial Mortgage Payment |  | 207294.5104 | 207294.5104 | 207294.5104 | 207294.5104 | 207294.5104 | 207294.5104 | 207294.5104 | 207294.5104 | 207294.5104 | 207294.5104 | 207294.5104 | 207294.5104 | 207294.5104 | 207294.5104 | 207294.5104 | 207294.5104 | 207294.5104 | 207294.5104 | 207294.5104 | 207294.5104
|  | Storage Refresh Mortgage Payment | 2035 11: 181537.4381; 2036 12: 181537.4381; 2037 13: 181537.4381; 2038 14: 181537.4381; 2039 15: 181537.4381; 2040 16: 181537.4381; 2041 17: 181537.4381; 2042 18: 181537.4381; 2043 19: 181537.4381; 2044 20: 181537.4381
|  | Sinking Fund |  | 71045.8327 | 74953.3535 | 79075.7879 | 83424.9562 | 88013.3288 | 92854.0619 | 97961.0353 | 103348.8923 | 109033.0813 | 115029.9008 | 227733.2695 | 240258.5994 | 253472.8223 | 267413.8275 | 282121.5881 | 297638.2754 | 314008.3806 | 331278.8415 | 349499.1778 | 368721.6325
|  | Mortgage Balance | 2477248.6868 | 2406202.8541 | 2331249.5006 | 2252173.7127 | 2168748.7565 | 2080735.4277 | 1987881.3657 | 1889920.3304 | 1786571.4382 | 1677538.3568 | 2929066.8905 | 2701333.621 | 2461075.0217 | 2207602.1993 | 1940188.3718 | 1658066.7837 | 1360428.5083 | 1046420.1278 | 715141.2863 | 365642.1085 | -3079.524
|  | Solar Depr | -2986651.6702 | 149332.5835 | 149332.5835 | 149332.5835 | 149332.5835 | 149332.5835 | 149332.5835 | 149332.5835 | 149332.5835 | 149332.5835 | 149332.5835 | 149332.5835 | 149332.5835 | 149332.5835 | 149332.5835 | 149332.5835 | 149332.5835 | 149332.5835 | 149332.5835 | 149332.5835 | 149332.5835
|  | Storage Depr | -2898656.7336 | 289865.6734 | 289865.6734 | 289865.6734 | 289865.6734 | 289865.6734 | 289865.6734 | 289865.6734 | 289865.6734 | 289865.6734 | 289865.6734 | 180284.7539 | 180284.7539 | 180284.7539 | 180284.7539 | 180284.7539 | 180284.7539 | 180284.7539 | 180284.7539 | 180284.7539 | 180284.7539
|  | Accum Depreciation |  | 439198.2569 | 878396.5138 | 1317594.7706 | 1756793.0275 | 2195991.2844 | 2635189.5413 | 3074387.7981 | 3513586.055 | 3952784.3119 | 4391982.5688 | 4721599.9062 | 5051217.2436 | 5380834.581 | 5710451.9184 | 6040069.2558 | 6369686.5932 | 6699303.9306 | 7028921.268 | 7358538.6054 | 7688155.9428
|  | End Year Book Value |  | 5446110.147 | 5006911.8901 | 4567713.6332 | 4128515.3764 | 3689317.1195 | 3250118.8626 | 2810920.6057 | 2371722.3489 | 1932524.092 | 1493325.8351 | 2966556.0367 | 2636938.6993 | 2307321.3619 | 1977704.0244 | 1648086.687 | 1318469.3496 | 988852.0122 | 659234.6748 | 329617.3374 | 6.2864e-09
|  | Prop. Tax Value | 5885308.4039 | 5557381.8447 | 5247727.1959 | 4955326.3556 | 4679217.9497 | 4418494.1717 | 4172297.7974 | 3939819.3669 | 3720294.523 | 3513001.498 | 3317258.7409 | 4999560.1064 | 4548174.6068 | 4137542.4664 | 3763984.2666 | 3424152.7848 | 3115003.0031 | 2833764.8228 | 2577918.2436 | 2345170.7839 | 2133436.9386 | 1765592.5212
|  | Tax Dep |  | 1000502.4287 | 1600803.8858 | 960482.3315 | 576289.3989 | 576289.3989 | 288144.6995 | 0 | 0 | 0 | 0 | 257554.7994 | 441517.3623 | 315372.12 | 225265.8 | 160904.1429 | 160904.1429 | 160904.1429 | 80425.0287 | 0 | 0
|  | After Tax Dep. Value |  | 210105.51 | 336168.816 | 201701.2896 | 121020.7738 | 121020.7738 | 60510.3869 | 0 | 0 | 0 | 0 | 54086.5079 | 92718.6461 | 66228.1452 | 47305.818 | 33789.87 | 33789.87 | 33789.87 | 16889.256 | 0 | 0
|  | Dep. Tax Equity | 0: 986668.252; 2025 1: 16.76%
|  | ITC Tax Equity | 0: 1634807.89; 2025 1: 27.78%
| 75.9% | Debt | 0: 2477248.6868; 2025 1: 42.09%
| 24.1% | Equity | 0: 786583.5751; 2025 1: 13.37%
|  | Total | 0: 5885308.4039
|  | Check | 0: 0
Solar Photovoltaic Fixed Array (5 MW AC) | bar: 0 to 2028 4
|  | MWh |  | 12034.7548 | 12034.7548 | 12034.7548 | 12034.7548 | 12034.7548 | 12034.7548 | 12034.7548 | 12034.7548 | 12034.7548 | 12034.7548 | 12034.7548 | 12034.7548 | 12034.7548 | 12034.7548 | 12034.7548 | 12034.7548 | 12034.7548 | 12034.7548 | 12034.7548 | 12034.7548
|  | PPA Rate ($/MWh) |  | 60.9209 | 60.9209 | 60.9209 | 60.9209 | 60.9209 | 60.9209 | 60.9209 | 60.9209 | 60.9209 | 60.9209 | 60.9209 | 60.9209 | 60.9209 | 60.9209 | 60.9209 | 60.9209 | 60.9209 | 60.9209 | 60.9209 | 60.9209
|  | Revenue |  | 733168.2213 | 733168.2213 | 733168.2213 | 733168.2213 | 733168.2213 | 733168.2213 | 733168.2213 | 733168.2213 | 733168.2213 | 733168.2213 | 733168.2213 | 733168.2213 | 733168.2213 | 733168.2213 | 733168.2213 | 733168.2213 | 733168.2213 | 733168.2213 | 733168.2213 | 733168.2213
|  | Fixed O&M |  | 134067.6355 | 132595.5901 | 131003.6409 | 129244.7823 | 127357.3885 | 125336.4422 | 127246.405 | 129181.9719 | 131143.3568 | 133130.7709 | 135144.4223 | 137184.5161 | 139251.2539 | 141344.8336 | 143465.4493 | 145613.2908 | 147788.5436 | 149991.3884 | 152222.0008 | 154480.5511
|  | Variable O&M |  | 0 | 0 | 0 | 0 | 0 | 0 | 0 | 0 | 0 | 0 | 0 | 0 | 0 | 0 | 0 | 0 | 0 | 0 | 0 | 0
|  | B&O Tax |  | 2016.2126 | 2016.2126 | 2016.2126 | 2016.2126 | 2016.2126 | 2016.2126 | 2016.2126 | 2016.2126 | 2016.2126 | 2016.2126 | 2016.2126 | 2016.2126 | 2016.2126 | 2016.2126 | 2016.2126 | 2016.2126 | 2016.2126 | 2016.2126 | 2016.2126 | 2016.2126
|  | Property Tax |  | 90915.5755 | 85849.8032 | 81066.2934 | 76549.3185 | 72284.0272 | 68256.3959 | 64453.1823 | 60861.8819 | 57470.687 | 54268.448 | 51244.6361 | 48389.3096 | 45693.0805 | 43147.0839 | 40742.9491 | 38472.7716 | 36329.0872 | 34304.8479 | 32393.3982 | 30588.4536
|  | Total Operating Costs |  | 226999.4235 | 220461.6059 | 214086.1469 | 207810.3134 | 201657.6282 | 195609.0507 | 193715.7999 | 192060.0664 | 190630.2565 | 189415.4315 | 188405.271 | 187590.0383 | 186960.5469 | 186508.1301 | 186224.611 | 186102.275 | 186133.8435 | 186312.4489 | 186631.6117 | 187085.2173
|  | EBITDA |  | 506168.7978 | 512706.6154 | 519082.0744 | 525357.908 | 531510.5931 | 537559.1706 | 539452.4214 | 541108.1549 | 542537.9648 | 543752.7898 | 544762.9503 | 545578.183 | 546207.6744 | 546660.0912 | 546943.6103 | 547065.9463 | 547034.3779 | 546855.7724 | 546536.6096 | 546083.004
|  | Before Tax Earnings |  | -1251605.8298 | -2166320.8457 | -1164363.1576 | -557816.537 | -544517.3764 | -85806.6097 | 369163.5044 | 379210.9251 | 389493.965 | 400048.9477 | 410912.9745 | 422124.0362 | 433721.1271 | 445744.3614 | 458235.093 | 471236.0382 | 484791.4024 | 498947.0109 | 513750.444 | 529251.1768
|  | ITC | 2025 1: 2727467.2639
|  | Federal Tax |  | -2990304.4881 | -454927.3776 | -244516.2631 | -117141.4728 | -114348.649 | -18019.388 | 77524.3359 | 79634.2943 | 81793.7327 | 84010.279 | 86291.7246 | 88646.0476 | 91081.4367 | 93606.3159 | 96229.3695 | 98959.568 | 101806.1945 | 104778.8723 | 107887.5932 | 111142.7471
| 7.5% | Free Cash Flow | -9091557.5462 | 3496473.2859 | 967633.993 | 763598.3375 | 642499.3807 | 645859.2421 | 555578.5586 | 461928.0855 | 461473.8606 | 460744.2322 | 459742.5108 | 458471.2257 | 456932.1354 | 455126.2377 | 453053.7753 | 450714.2408 | 448106.3783 | 445228.1833 | 442076.9001 | 438649.0164 | 434940.2568 | 2727467.2639
| 10.66% | ROE | -1391109.6811 | 121572.3697 | 125459.1781 | 129147.4293 | 132682.8167 | 136042.6781 | 139237.7527 | 139063.0376 | 138608.8127 | 137879.1842 | 136877.4629 | 135606.1777 | 134067.0875 | 132261.1898 | 130188.7274 | 127849.1929 | 125241.3304 | 122363.1354 | 119211.8522 | 115783.9685 | 112075.2089 | 2727467.2639
|  | Interest |  | 212209.8447 | 206123.8086 | 199703.0404 | 192929.13 | 185782.6545 | 178243.1229 | 170288.917 | 161897.2298 | 153043.9998 | 143703.8422 | 133849.9758 | 123454.1469 | 112486.5473 | 100915.7298 | 88708.5173 | 75829.9081 | 62242.9754 | 47908.7614 | 32786.1657 | 16831.8271
|  | Mortgage Payment |  | 322865.0479 | 322865.0479 | 322865.0479 | 322865.0479 | 322865.0479 | 322865.0479 | 322865.0479 | 322865.0479 | 322865.0479 | 322865.0479 | 322865.0479 | 322865.0479 | 322865.0479 | 322865.0479 | 322865.0479 | 322865.0479 | 322865.0479 | 322865.0479 | 322865.0479 | 322865.0479
|  | Sinking Fund |  | 110655.2032 | 116741.2393 | 123162.0075 | 129935.9179 | 137082.3934 | 144621.925 | 152576.1309 | 160967.8181 | 169821.0481 | 179161.2058 | 189015.0721 | 199410.901 | 210378.5006 | 221949.3181 | 234156.5306 | 247035.1398 | 260622.0725 | 274956.2865 | 290078.8822 | 306033.2208
|  | Mortgage Balance | 3858360.8136 | 3747705.6104 | 3630964.3711 | 3507802.3636 | 3377866.4457 | 3240784.0523 | 3096162.1272 | 2943585.9963 | 2782618.1782 | 2612797.1301 | 2433635.9243 | 2244620.8522 | 2045209.9512 | 1834831.4506 | 1612882.1325 | 1378725.6018 | 1131690.462 | 871068.3895 | 596112.103 | 306033.2208 | -1.7462e-09
|  | Book Depr |  | 363662.3018 | 363662.3018 | 363662.3018 | 363662.3018 | 363662.3018 | 363662.3018 | 363662.3018 | 363662.3018 | 363662.3018 | 363662.3018 | 363662.3018 | 363662.3018 | 363662.3018 | 363662.3018 | 363662.3018 | 363662.3018 | 363662.3018 | 363662.3018 | 363662.3018 | 363662.3018
|  | Accum Depreciation |  | 363662.3018 | 727324.6037 | 1090986.9055 | 1454649.2074 | 1818311.5092 | 2181973.8111 | 2545636.1129 | 2909298.4148 | 3272960.7166 | 3636623.0185 | 4000285.3203 | 4363947.6222 | 4727609.924 | 5091272.2259 | 5454934.5277 | 5818596.8296 | 6182259.1314 | 6545921.4333 | 6909583.7351 | 7273246.037
|  | End Year Book Value |  | 8727895.2444 | 8364232.9425 | 8000570.6407 | 7636908.3388 | 7273246.037 | 6909583.7351 | 6545921.4333 | 6182259.1314 | 5818596.8296 | 5454934.5277 | 5091272.2259 | 4727609.924 | 4363947.6222 | 4000285.3203 | 3636623.0185 | 3272960.7166 | 2909298.4148 | 2545636.1129 | 2181973.8111 | 1818311.5092
|  | Prop. Tax Value | 9091557.5462 | 8584980.3239 | 8106629.3412 | 7654931.8457 | 7228402.7178 | 6825639.5881 | 6445318.2267 | 6086188.189 | 5747068.7046 | 5426844.7951 | 5124463.6081 | 4838930.9557 | 4569308.0457 | 4314708.3947 | 4074294.9141 | 3847277.1573 | 3632908.7208 | 3430484.7908 | 3239339.8249 | 3058845.3648 | 2888407.9694 | 2727467.2639
|  | Tax Dep |  | 1545564.7829 | 2472903.6526 | 1483742.1915 | 890245.3149 | 890245.3149 | 445122.6575 | 0 | 0 | 0 | 0 | 0 | 0 | 0 | 0 | 0 | 0 | 0 | 0 | 0 | 0
|  | After Tax Dep. Value |  | 324568.6044 | 519309.767 | 311585.8602 | 186951.5161 | 186951.5161 | 93475.7581 | 0 | 0 | 0 | 0 | 0 | 0 | 0 | 0 | 0 | 0 | 0 | 0 | 0 | 0
|  | Dep. Tax Equity | 0: 1316654.3998; 2025 1: 14.48%
|  | ITC Tax Equity | 0: 2525432.6517; 2025 1: 27.78%
| 73.5% | Debt | 0: 3858360.8136; 2025 1: 42.44%
| 26.5% | Equity | 0: 1391109.6811; 2025 1: 15.3%
|  | Total | 0: 9091557.5462
|  | Check | 0: 0
Solar Photovoltaic Fixed Array (5 MW AC) + Storage | bar: 0 to 2028 4
|  | MWh |  | 12034.7548 | 12034.7548 | 12034.7548 | 12034.7548 | 12034.7548 | 12034.7548 | 12034.7548 | 12034.7548 | 12034.7548 | 12034.7548 | 12034.7548 | 12034.7548 | 12034.7548 | 12034.7548 | 12034.7548 | 12034.7548 | 12034.7548 | 12034.7548 | 12034.7548 | 12034.7548
|  | PPA Rate ($/MWh) |  | 60.9209 | 60.9209 | 60.9209 | 60.9209 | 60.9209 | 60.9209 | 60.9209 | 60.9209 | 60.9209 | 60.9209 | 60.9209 | 60.9209 | 60.9209 | 60.9209 | 60.9209 | 60.9209 | 60.9209 | 60.9209 | 60.9209 | 60.9209
|  | Capacity Payment ($/kW-month) |  | 13.8873 | 13.8873 | 13.8873 | 13.8873 | 13.8873 | 13.8873 | 13.8873 | 13.8873 | 13.8873 | 13.8873 | 13.8873 | 13.8873 | 13.8873 | 13.8873 | 13.8873 | 13.8873 | 13.8873 | 13.8873 | 13.8873 | 13.8873
|  | Revenue |  | 1566404.3823 | 1566404.3823 | 1566404.3823 | 1566404.3823 | 1566404.3823 | 1566404.3823 | 1566404.3823 | 1566404.3823 | 1566404.3823 | 1566404.3823 | 1566404.3823 | 1566404.3823 | 1566404.3823 | 1566404.3823 | 1566404.3823 | 1566404.3823 | 1566404.3823 | 1566404.3823 | 1566404.3823 | 1566404.3823
|  | Solar Fixed O&M |  | 107254.1084 | 106076.4721 | 104802.9127 | 103395.8258 | 101885.9108 | 100269.1538 | 101797.124 | 103345.5775 | 104914.6855 | 106504.6167 | 108115.5379 | 109747.6129 | 111401.0031 | 113075.8669 | 114772.3594 | 116490.6326 | 118230.8349 | 119993.1107 | 121777.6006 | 123584.4409
|  | Storage Fixed O&M |  | 68092.2862 | 66643.7385 | 65433.8137 | 63770.9853 | 62707.9058 | 61567.1855 | 62166.4197 | 62730.2567 | 63288.8139 | 63841.5863 | 64388.0488 | 64927.6563 | 65459.8428 | 65984.0205 | 66499.5795 | 67005.8867 | 67502.2857 | 67988.0954 | 68462.6097 | 68925.0963
|  | Solar Variable O&M |  | 0 | 0 | 0 | 0 | 0 | 0 | 0 | 0 | 0 | 0 | 0 | 0 | 0 | 0 | 0 | 0 | 0 | 0 | 0 | 0
|  | B&O Tax |  | 2016.2126 | 2016.2126 | 2016.2126 | 2016.2126 | 2016.2126 | 2016.2126 | 2016.2126 | 2016.2126 | 2016.2126 | 2016.2126 | 2016.2126 | 2016.2126 | 2016.2126 | 2016.2126 | 2016.2126 | 2016.2126 | 2016.2126 | 2016.2126 | 2016.2126 | 2016.2126
|  | Property Tax |  | 182146.6474 | 171997.5236 | 162413.9042 | 153364.2794 | 144818.8954 | 136749.656 | 129130.0308 | 121934.9675 | 115140.8097 | 108725.219 | 102667.102 | 141545.2224 | 129812.8515 | 119052.9509 | 109184.9147 | 100134.8182 | 91834.8643 | 84222.8752 | 77241.8271 | 70839.4226
|  | Total Operating Costs |  | 359509.2546 | 346733.9468 | 334666.8432 | 322547.3032 | 311428.9245 | 300602.208 | 295109.7871 | 290027.0143 | 285360.5217 | 281087.6346 | 277186.9013 | 318236.7042 | 308689.91 | 300129.0509 | 292473.0662 | 285647.5502 | 279584.1975 | 274220.294 | 269498.25 | 265365.1723
|  | Storage Reinvestment | 2035 11: 4313403.9393
|  | EBITDA |  | 1206895.1278 | 1219670.4356 | 1231737.5392 | 1243857.0792 | 1254975.4578 | 1265802.1744 | 1271294.5952 | 1276377.368 | 1281043.8607 | 1285316.7477 | 1289217.4811 | 1248167.6781 | 1257714.4723 | 1266275.3315 | 1273931.3162 | 1280756.8321 | 1286820.1848 | 1292184.0884 | 1296906.1324 | 1301039.21
|  | Before Tax Earnings |  | -2314753.981 | -4147681.2844 | -2140994.8394 | -926250.6574 | -900814.528 | 16907.4013 | 930125.8223 | 952021.0905 | 974424.7657 | 997410.3804 | 225014.3444 | -222104.6893 | 125195.3638 | 387261.4781 | 588912.9828 | 637945.883 | 688538.0261 | 933430.1554 | 1180134.806 | 1236555.4318
|  | ITC | 2025 1: 5464399.4219
|  | Federal Tax |  | -5950497.7579 | -871013.0697 | -449608.9163 | -194512.6381 | -189171.0509 | 3550.5543 | 195326.4227 | 199924.429 | 204629.2008 | 209456.1799 | 47253.0123 | -46641.9847 | 26291.0264 | 81324.9104 | 123671.7264 | 133968.6354 | 144592.9855 | 196020.3326 | 247828.3093 | 259676.6407
| 7.5% | Free Cash Flow | -18214664.7397 | 7157392.8857 | 2090683.5053 | 1681346.4554 | 1438369.7172 | 1444146.5087 | 1262251.6201 | 1075968.1725 | 1076452.939 | 1076414.6599 | 1075860.5679 | -3071439.4706 | 1294809.6629 | 1231423.446 | 1184950.4211 | 1150259.5898 | 1146788.1967 | 1142227.1993 | 1096163.7557 | 1049077.8231 | 1041362.5693 | 5464399.4219
| 12.41% | ROE | -2787046.81 | 395879.426 | 403411.3489 | 410242.9589 | 416967.4167 | 422744.2082 | 428125.2166 | 429117.666 | 429602.4325 | 429564.1534 | 429010.0613 | 45105.744 | 5521.5932 | 5515.2397 | 4314.8399 | 1961.598 | -1509.7951 | -6070.7925 | -11698.6622 | -18376.1954 | -26091.4492 | 5464399.4219
|  | Interest |  | 425156.103 | 412962.9108 | 400099.093 | 386527.7653 | 372210.0145 | 357104.7875 | 341168.7729 | 324356.2776 | 306619.095 | 287906.3673 | 447990.2499 | 413919.7426 | 377975.3575 | 340054.0311 | 300047.0318 | 257839.6475 | 213310.8571 | 166332.9833 | 116771.3263 | 64483.7783
|  | Initial Mortgage Payment |  | 646850.5065 | 646850.5065 | 646850.5065 | 646850.5065 | 646850.5065 | 646850.5065 | 646850.5065 | 646850.5065 | 646850.5065 | 646850.5065 | 646850.5065 | 646850.5065 | 646850.5065 | 646850.5065 | 646850.5065 | 646850.5065 | 646850.5065 | 646850.5065 | 646850.5065 | 646850.5065
|  | Storage Refresh Mortgage Payment | 2035 11: 420603.512; 2036 12: 420603.512; 2037 13: 420603.512; 2038 14: 420603.512; 2039 15: 420603.512; 2040 16: 420603.512; 2041 17: 420603.512; 2042 18: 420603.512; 2043 19: 420603.512; 2044 20: 420603.512
|  | Sinking Fund |  | 221694.4035 | 233887.5957 | 246751.4135 | 260322.7412 | 274640.492 | 289745.7191 | 305681.7336 | 322494.229 | 340231.4116 | 358944.1392 | 619463.7686 | 653534.2759 | 689478.661 | 727399.9874 | 767406.9867 | 809614.371 | 854143.1614 | 901121.0352 | 950682.6922 | 1002970.2402
|  | Mortgage Balance | 7730110.9636 | 7508416.5601 | 7274528.9644 | 7027777.5509 | 6767454.8096 | 6492814.3176 | 6203068.5986 | 5897386.865 | 5574892.636 | 5234661.2244 | 8145277.2713 | 7525813.5027 | 6872279.2269 | 6182800.5658 | 5455400.5785 | 4687993.5918 | 3878379.2208 | 3024236.0595 | 2123115.0242 | 1172432.3321 | 169462.0918
|  | Solar Depr | -9091557.5462 | 363662.3018 | 363662.3018 | 363662.3018 | 363662.3018 | 363662.3018 | 363662.3018 | 363662.3018 | 363662.3018 | 363662.3018 | 363662.3018 | 363662.3018 | 363662.3018 | 363662.3018 | 363662.3018 | 363662.3018 | 363662.3018 | 363662.3018 | 363662.3018 | 363662.3018 | 363662.3018
|  | Storage Depr | -9123107.1934 | 912310.7193 | 912310.7193 | 912310.7193 | 912310.7193 | 912310.7193 | 912310.7193 | 912310.7193 | 912310.7193 | 912310.7193 | 912310.7193 | 431340.3939 | 431340.3939 | 431340.3939 | 431340.3939 | 431340.3939 | 431340.3939 | 431340.3939 | 431340.3939 | 431340.3939 | 431340.3939
|  | Accum Depreciation |  | 1275973.0212 | 2551946.0424 | 3827919.0636 | 5103892.0848 | 6379865.106 | 7655838.1272 | 8931811.1484 | 10207784.1695 | 11483757.1907 | 12759730.2119 | 13554732.9077 | 14349735.6035 | 15144738.2993 | 15939740.9951 | 16734743.6909 | 17529746.3866 | 18324749.0824 | 19119751.7782 | 19914754.474 | 20709757.1698
|  | End Year Book Value |  | 16938691.7185 | 15662718.6973 | 14386745.6761 | 13110772.6549 | 11834799.6337 | 10558826.6125 | 9282853.5913 | 8006880.5701 | 6730907.5489 | 5454934.5277 | 8973335.7713 | 8178333.0755 | 7383330.3797 | 6588327.6839 | 5793324.9882 | 4998322.2924 | 4203319.5966 | 3408316.9008 | 2613314.205 | 1818311.5092
|  | Prop. Tax Value | 18214664.7397 | 17199752.3638 | 16241390.4183 | 15336427.9404 | 14481889.5374 | 13674965.604 | 12913003.0848 | 12193496.7514 | 11514080.9656 | 10872521.9012 | 10266710.1999 | 14154522.2396 | 12981285.1492 | 11905295.0903 | 10918491.4712 | 10013481.8249 | 9183486.4296 | 8422287.5197 | 7724182.7065 | 7083942.2596 | 6496769.9294 | 5464399.4219
|  | Tax Dep |  | 3096493.0057 | 4954388.8092 | 2972633.2855 | 1783579.9713 | 1783579.9713 | 891789.9857 | 0 | 0 | 0 | 0 | 616212.8868 | 1056352.6247 | 754543.7511 | 538959.8222 | 384971.3016 | 384971.3016 | 384971.3016 | 192420.9497 | 0 | 0
|  | After Tax Dep. Value |  | 650263.5312 | 1040421.6499 | 624252.99 | 374551.794 | 374551.794 | 187275.897 | 0 | 0 | 0 | 0 | 129404.7062 | 221834.0512 | 158454.1877 | 113181.5627 | 80843.9733 | 80843.9733 | 80843.9733 | 40408.3994 | 0 | 0
|  | Dep. Tax Equity | 0: 2637877.8717; 2025 1: 14.48%
|  | ITC Tax Equity | 0: 5059629.0944; 2025 1: 27.78%
| 73.5% | Debt | 0: 7730110.9636; 2025 1: 42.44%
| 26.5% | Equity | 0: 2787046.81; 2025 1: 15.3%
|  | Total | 0: 18214664.7397
|  | Check | 0: 0
Solar Photovoltaic w/Single Axis Tracking (100 MW AC) | bar: 0 to 2028 4
|  | MWh |  | 240695.0952 | 240695.0952 | 240695.0952 | 240695.0952 | 240695.0952 | 240695.0952 | 240695.0952 | 240695.0952 | 240695.0952 | 240695.0952 | 240695.0952 | 240695.0952 | 240695.0952 | 240695.0952 | 240695.0952 | 240695.0952 | 240695.0952 | 240695.0952 | 240695.0952 | 240695.0952
|  | PPA Rate ($/MWh) |  | 41.8357 | 41.8357 | 41.8357 | 41.8357 | 41.8357 | 41.8357 | 41.8357 | 41.8357 | 41.8357 | 41.8357 | 41.8357 | 41.8357 | 41.8357 | 41.8357 | 41.8357 | 41.8357 | 41.8357 | 41.8357 | 41.8357 | 41.8357
|  | Revenue |  | 10069640.4375 | 10069640.4375 | 10069640.4375 | 10069640.4375 | 10069640.4375 | 10069640.4375 | 10069640.4375 | 10069640.4375 | 10069640.4375 | 10069640.4375 | 10069640.4375 | 10069640.4375 | 10069640.4375 | 10069640.4375 | 10069640.4375 | 10069640.4375 | 10069640.4375 | 10069640.4375 | 10069640.4375 | 10069640.4375
|  | Fixed O&M |  | 2154658.427 | 2131000.5547 | 2105415.6573 | 2077148.2869 | 2046815.1717 | 2014335.6786 | 2045031.5088 | 2076138.8344 | 2107661.0922 | 2139601.6755 | 2171963.9304 | 2204751.1518 | 2237966.58 | 2271613.3966 | 2305694.7202 | 2340213.6023 | 2375173.0228 | 2410575.8855 | 2446425.013 | 2482723.1423
|  | Variable O&M |  | 0 | 0 | 0 | 0 | 0 | 0 | 0 | 0 | 0 | 0 | 0 | 0 | 0 | 0 | 0 | 0 | 0 | 0 | 0 | 0
|  | B&O Tax |  | 27691.5112 | 27691.5112 | 27691.5112 | 27691.5112 | 27691.5112 | 27691.5112 | 27691.5112 | 27691.5112 | 27691.5112 | 27691.5112 | 27691.5112 | 27691.5112 | 27691.5112 | 27691.5112 | 27691.5112 | 27691.5112 | 27691.5112 | 27691.5112 | 27691.5112 | 27691.5112
|  | Property Tax |  | 1200771.7514 | 1133865.3258 | 1070686.8941 | 1011028.7343 | 954694.6986 | 901499.5682 | 851268.445 | 803836.1759 | 759046.81 | 716753.0861 | 676815.9482 | 639104.0885 | 603493.5155 | 569867.1465 | 538114.4226 | 508130.9453 | 479818.1329 | 453082.8969 | 427837.3354 | 403998.4444
|  | Total Operating Costs |  | 3383121.6896 | 3292557.3917 | 3203794.0626 | 3115868.5324 | 3029201.3815 | 2943526.7581 | 2923991.4651 | 2907666.5215 | 2894399.4135 | 2884046.2729 | 2876471.3898 | 2871546.7515 | 2869151.6067 | 2869172.0542 | 2871500.654 | 2876036.0588 | 2882682.667 | 2891350.2936 | 2901953.8596 | 2914413.0979
|  | EBITDA |  | 6686518.7479 | 6777083.0458 | 6865846.3749 | 6953771.9051 | 7040439.056 | 7126113.6794 | 7145648.9724 | 7161973.916 | 7175241.024 | 7185594.1646 | 7193169.0477 | 7198093.686 | 7200488.8308 | 7200468.3833 | 7198139.7835 | 7193604.3787 | 7186957.7705 | 7178290.1439 | 7167686.5779 | 7155227.3396
|  | Before Tax Earnings |  | -16529372.5601 | -28606298.5165 | -15368335.934 | -7352305.6694 | -7171251.1064 | -1107019.2684 | 4896550.0687 | 5023708.6168 | 5153905.1776 | 5287618.8909 | 5425339.1781 | 5567567.2179 | 5714817.4512 | 5867619.122 | 6026517.8571 | 6192077.2906 | 6364880.7368 | 6545532.9176 | 6734661.7484 | 6932920.1887
|  | ITC | 2025 1: 36023152.5417
|  | Federal Tax |  | -39494320.7793 | -6007322.6885 | -3227350.5461 | -1543984.1906 | -1505962.7323 | -232474.0464 | 1028275.5144 | 1054978.8095 | 1082320.0873 | 1110399.9671 | 1139321.2274 | 1169189.1158 | 1200111.6648 | 1232200.0156 | 1265568.75 | 1300336.231 | 1336624.9547 | 1374561.9127 | 1414278.9672 | 1455913.2396
| 7.5% | Free Cash Flow | -120077175.1389 | 46180839.5272 | 12784405.7343 | 10093196.921 | 8497756.0957 | 8546401.7884 | 7358587.7258 | 6117373.458 | 6106995.1065 | 6092920.9367 | 6075194.1975 | 6053847.8203 | 6028904.5703 | 6000377.1661 | 5968268.3676 | 5932571.0335 | 5893268.1477 | 5850332.8158 | 5803728.2312 | 5753407.6108 | 5699314.1 | 36023152.5417
| 10.67% | ROE | -18373146.7314 | 1606676.4832 | 1661342.1405 | 1713656.6248 | 1764329.778 | 1812975.4707 | 1859746.8921 | 1853118.1082 | 1842739.7567 | 1828665.5869 | 1810938.8477 | 1789592.4704 | 1764649.2205 | 1736121.8163 | 1704013.0178 | 1668315.6837 | 1629012.7979 | 1586077.466 | 1539472.8814 | 1489152.2609 | 1435058.7502 | 36023152.5417
|  | Interest |  | 2802771.5344 | 2722389.9246 | 2637587.3262 | 2548120.5849 | 2453733.1728 | 2354154.4531 | 2249098.9037 | 2138265.2992 | 2021335.8464 | 1897975.2737 | 1767829.8695 | 1630526.4681 | 1485671.3796 | 1332849.2613 | 1171621.9264 | 1001527.0881 | 822077.0337 | 632757.2263 | 433024.8296 | 222307.1509
|  | Mortgage Payment |  | 4264255.3498 | 4264255.3498 | 4264255.3498 | 4264255.3498 | 4264255.3498 | 4264255.3498 | 4264255.3498 | 4264255.3498 | 4264255.3498 | 4264255.3498 | 4264255.3498 | 4264255.3498 | 4264255.3498 | 4264255.3498 | 4264255.3498 | 4264255.3498 | 4264255.3498 | 4264255.3498 | 4264255.3498 | 4264255.3498
|  | Sinking Fund |  | 1461483.8154 | 1541865.4253 | 1626668.0237 | 1716134.765 | 1810522.177 | 1910100.8968 | 2015156.4461 | 2125990.0506 | 2242919.5034 | 2366280.0761 | 2496425.4803 | 2633728.8817 | 2778583.9702 | 2931406.0885 | 3092633.4234 | 3262728.2617 | 3442178.3161 | 3631498.1235 | 3831230.5203 | 4041948.1989
|  | Mortgage Balance | 50959482.4438 | 49497998.6284 | 47956133.2031 | 46329465.1795 | 44613330.4145 | 42802808.2375 | 40892707.3407 | 38877550.8946 | 36751560.844 | 34508641.3406 | 32142361.2645 | 29645935.7843 | 27012206.9026 | 24233622.9324 | 21302216.8438 | 18209583.4204 | 14946855.1587 | 11504676.8426 | 7873178.7192 | 4041948.1989 | -3.865e-08
|  | Book Depr |  | 4803087.0056 | 4803087.0056 | 4803087.0056 | 4803087.0056 | 4803087.0056 | 4803087.0056 | 4803087.0056 | 4803087.0056 | 4803087.0056 | 4803087.0056 | 4803087.0056 | 4803087.0056 | 4803087.0056 | 4803087.0056 | 4803087.0056 | 4803087.0056 | 4803087.0056 | 4803087.0056 | 4803087.0056 | 4803087.0056
|  | Accum Depreciation |  | 4803087.0056 | 9606174.0111 | 14409261.0167 | 19212348.0222 | 24015435.0278 | 28818522.0333 | 33621609.0389 | 38424696.0444 | 43227783.05 | 48030870.0556 | 52833957.0611 | 57637044.0667 | 62440131.0722 | 67243218.0778 | 72046305.0833 | 76849392.0889 | 81652479.0945 | 86455566.1 | 91258653.1056 | 96061740.1111
|  | End Year Book Value |  | 115274088.1333 | 110471001.1278 | 105667914.1222 | 100864827.1167 | 96061740.1111 | 91258653.1056 | 86455566.1 | 81652479.0945 | 76849392.0889 | 72046305.0833 | 67243218.0778 | 62440131.0722 | 57637044.0667 | 52833957.0611 | 48030870.0556 | 43227783.05 | 38424696.0444 | 33621609.0389 | 28818522.0333 | 24015435.0278
|  | Prop. Tax Value | 120077175.1389 | 113386532.5797 | 107068689.4123 | 101102873.4335 | 95469469.8573 | 90149956.8242 | 85126844.5038 | 80383617.5908 | 75904681.0044 | 71675308.6147 | 67681594.8244 | 63910408.8493 | 60349351.5466 | 56986714.6474 | 53811442.2621 | 50813094.5298 | 47981813.294 | 45308289.6895 | 42783733.537 | 40399844.4414 | 38148784.5019 | 36023152.5417
|  | Tax Dep |  | 20413119.7736 | 32660991.6378 | 19596594.9827 | 11757956.9896 | 11757956.9896 | 5878978.4948 | 0 | 0 | 0 | 0 | 0 | 0 | 0 | 0 | 0 | 0 | 0 | 0 | 0 | 0
|  | After Tax Dep. Value |  | 4286755.1525 | 6858808.2439 | 4115284.9464 | 2469170.9678 | 2469170.9678 | 1234585.4839 | 0 | 0 | 0 | 0 | 0 | 0 | 0 | 0 | 0 | 0 | 0 | 0 | 0 | 0
|  | Dep. Tax Equity | 0: 17389775.0917; 2025 1: 14.48%
|  | ITC Tax Equity | 0: 33354770.8719; 2025 1: 27.78%
| 73.5% | Debt | 0: 50959482.4438; 2025 1: 42.44%
| 26.5% | Equity | 0: 18373146.7314; 2025 1: 15.3%
|  | Total | 0: 120077175.1389
|  | Check | 0: 0
Southern NW Solar Photovoltaic w/ Single Axis Tracking (100 MW AC) | bar: 0 to 2028 4
|  | MWh |  | 254687.8153 | 254687.8153 | 254687.8153 | 254687.8153 | 254687.8153 | 254687.8153 | 254687.8153 | 254687.8153 | 254687.8153 | 254687.8153 | 254687.8153 | 254687.8153 | 254687.8153 | 254687.8153 | 254687.8153 | 254687.8153 | 254687.8153 | 254687.8153 | 254687.8153 | 254687.8153
|  | PPA Rate ($/MWh) |  | 44.2666 | 44.2666 | 44.2666 | 44.2666 | 44.2666 | 44.2666 | 44.2666 | 44.2666 | 44.2666 | 44.2666 | 44.2666 | 44.2666 | 44.2666 | 44.2666 | 44.2666 | 44.2666 | 44.2666 | 44.2666 | 44.2666 | 44.2666
|  | Revenue |  | 11274175.5206 | 11274175.5206 | 11274175.5206 | 11274175.5206 | 11274175.5206 | 11274175.5206 | 11274175.5206 | 11274175.5206 | 11274175.5206 | 11274175.5206 | 11274175.5206 | 11274175.5206 | 11274175.5206 | 11274175.5206 | 11274175.5206 | 11274175.5206 | 11274175.5206 | 11274175.5206 | 11274175.5206 | 11274175.5206
|  | Fixed O&M |  | 2154658.427 | 2131000.5547 | 2105415.6573 | 2077148.2869 | 2046815.1717 | 2014335.6786 | 2045031.5088 | 2076138.8344 | 2107661.0922 | 2139601.6755 | 2171963.9304 | 2204751.1518 | 2237966.58 | 2271613.3966 | 2305694.7202 | 2340213.6023 | 2375173.0228 | 2410575.8855 | 2446425.013 | 2482723.1423
|  | Variable O&M |  | 0 | 0 | 0 | 0 | 0 | 0 | 0 | 0 | 0 | 0 | 0 | 0 | 0 | 0 | 0 | 0 | 0 | 0 | 0 | 0
|  | B&O Tax |  | 0 | 0 | 0 | 0 | 0 | 0 | 0 | 0 | 0 | 0 | 0 | 0 | 0 | 0 | 0 | 0 | 0 | 0 | 0 | 0
|  | Property Tax |  | 1388537.4327 | 1311168.7935 | 1238111.0977 | 1169124.1416 | 1103981.1057 | 1042467.8084 | 984382.0025 | 929532.7099 | 877739.5935 | 828832.3647 | 782650.2232 | 739041.3284 | 697862.3003 | 658977.748 | 622259.8242 | 587587.8055 | 554847.695 | 523931.8478 | 494738.6167 | 467172.0185
|  | Total Operating Costs |  | 3543195.8597 | 3442169.3481 | 3343526.755 | 3246272.4285 | 3150796.2774 | 3056803.487 | 3029413.5114 | 3005671.5443 | 2985400.6857 | 2968434.0402 | 2954614.1535 | 2943792.4802 | 2935828.8803 | 2930591.1445 | 2927954.5443 | 2927801.4078 | 2930020.7178 | 2934507.7332 | 2941163.6297 | 2949895.1608
|  | EBITDA |  | 7730979.6608 | 7832006.1724 | 7930648.7656 | 8027903.0921 | 8123379.2432 | 8217372.0335 | 8244762.0092 | 8268503.9763 | 8288774.8349 | 8305741.4804 | 8319561.367 | 8330383.0404 | 8338346.6402 | 8343584.376 | 8346220.9762 | 8346374.1128 | 8344154.8027 | 8339667.7873 | 8333011.8909 | 8324280.3598
|  | Before Tax Earnings |  | -19115199.9543 | -33084304.3069 | -17780311.1945 | -8515227.7771 | -8310604.7754 | -1303182.7874 | 5643969.6321 | 5795876.347 | 5951361.0145 | 6110978.2284 | 6275294.4648 | 6444889.7871 | 6620359.5865 | 6802316.3629 | 6991391.551 | 7188237.3977 | 7393528.8969 | 7607965.7852 | 7832274.6072 | 8067210.8541
|  | ITC | 2025 1: 41656122.9809
|  | Federal Tax |  | -45670314.9713 | -6947703.9045 | -3733865.3509 | -1788197.8332 | -1745227.0028 | -273668.3853 | 1185233.6227 | 1217134.0329 | 1249785.813 | 1283305.428 | 1317811.8376 | 1353426.8553 | 1390275.5132 | 1428486.4362 | 1468192.2257 | 1509529.8535 | 1552641.0683 | 1597672.8149 | 1644777.6675 | 1694114.2794
| 7.5% | Free Cash Flow | -138853743.2696 | 53401294.6321 | 14779710.0769 | 11664514.1164 | 9816100.9253 | 9868606.246 | 8491040.4189 | 7059528.3865 | 7051369.9434 | 7038989.0218 | 7022436.0524 | 7001749.5294 | 6976956.1851 | 6948071.1271 | 6915097.9398 | 6878028.7505 | 6836844.2593 | 6791513.7344 | 6741994.9724 | 6688234.2233 | 6630166.0805 | 41656122.9809
| 10.66% | ROE | -21246171.0258 | 1857032.4974 | 1917323.7422 | 1974658.1079 | 2029763.1125 | 2082268.4333 | 2132341.2529 | 2128467.8673 | 2120309.4243 | 2107928.5027 | 2091375.5332 | 2070689.0103 | 2045895.6659 | 2017010.6079 | 1984037.4206 | 1946968.2313 | 1905783.7401 | 1860453.2152 | 1810934.4533 | 1757173.7042 | 1699105.5613 | 41656122.9809
|  | Interest |  | 3241043.2593 | 3148092.31 | 3050029.0585 | 2946572.3282 | 2837425.4777 | 2722275.5504 | 2600792.3771 | 2472627.6293 | 2337413.8204 | 2194763.2519 | 2044266.9022 | 1885493.2533 | 1717987.0537 | 1541268.0131 | 1354829.4252 | 1158136.7151 | 950625.9059 | 731702.0021 | 500737.2837 | 257069.5057
|  | Mortgage Payment |  | 4931060.5192 | 4931060.5192 | 4931060.5192 | 4931060.5192 | 4931060.5192 | 4931060.5192 | 4931060.5192 | 4931060.5192 | 4931060.5192 | 4931060.5192 | 4931060.5192 | 4931060.5192 | 4931060.5192 | 4931060.5192 | 4931060.5192 | 4931060.5192 | 4931060.5192 | 4931060.5192 | 4931060.5192 | 4931060.5192
|  | Sinking Fund |  | 1690017.2598 | 1782968.2091 | 1881031.4606 | 1984488.191 | 2093635.0415 | 2208784.9688 | 2330268.142 | 2458432.8899 | 2593646.6988 | 2736297.2672 | 2886793.6169 | 3045567.2659 | 3213073.4655 | 3389792.5061 | 3576231.0939 | 3772923.8041 | 3980434.6133 | 4199358.517 | 4430323.2355 | 4673991.0134
|  | Mortgage Balance | 58928059.2604 | 57238042.0005 | 55455073.7914 | 53574042.3307 | 51589554.1398 | 49495919.0983 | 47287134.1295 | 44956865.9875 | 42498433.0976 | 39904786.3988 | 37168489.1316 | 34281695.5147 | 31236128.2488 | 28023054.7833 | 24633262.2773 | 21057031.1833 | 17284107.3793 | 13303672.7659 | 9104314.2489 | 4673991.0134 | -4.6566e-08
|  | Book Depr |  | 5554149.7308 | 5554149.7308 | 5554149.7308 | 5554149.7308 | 5554149.7308 | 5554149.7308 | 5554149.7308 | 5554149.7308 | 5554149.7308 | 5554149.7308 | 5554149.7308 | 5554149.7308 | 5554149.7308 | 5554149.7308 | 5554149.7308 | 5554149.7308 | 5554149.7308 | 5554149.7308 | 5554149.7308 | 5554149.7308
|  | Accum Depreciation |  | 5554149.7308 | 11108299.4616 | 16662449.1924 | 22216598.9231 | 27770748.6539 | 33324898.3847 | 38879048.1155 | 44433197.8463 | 49987347.5771 | 55541497.3078 | 61095647.0386 | 66649796.7694 | 72203946.5002 | 77758096.231 | 83312245.9618 | 88866395.6925 | 94420545.4233 | 99974695.1541 | 105528844.8849 | 111082994.6157
|  | End Year Book Value |  | 133299593.5388 | 127745443.808 | 122191294.0773 | 116637144.3465 | 111082994.6157 | 105528844.8849 | 99974695.1541 | 94420545.4233 | 88866395.6925 | 83312245.9618 | 77758096.231 | 72203946.5002 | 66649796.7694 | 61095647.0386 | 55541497.3078 | 49987347.5771 | 44433197.8463 | 38879048.1155 | 33324898.3847 | 27770748.6539
|  | Prop. Tax Value | 138853743.2696 | 131116879.3473 | 123811109.769 | 116912414.1646 | 110398110.5678 | 104246780.8404 | 98438200.2526 | 92953270.9869 | 87773959.3471 | 82883236.4656 | 78265022.3154 | 73904132.8409 | 69786230.0345 | 65897774.7959 | 62225982.4166 | 58758780.5461 | 55484769.4995 | 52393184.7769 | 49473861.6709 | 46717201.8471 | 44114141.7854 | 41656122.9809
|  | Tax Dep |  | 23605136.3558 | 37768218.1693 | 22660930.9016 | 13596558.541 | 13596558.541 | 6798279.2705 | 0 | 0 | 0 | 0 | 0 | 0 | 0 | 0 | 0 | 0 | 0 | 0 | 0 | 0
|  | After Tax Dep. Value |  | 4957078.6347 | 7931325.8156 | 4758795.4893 | 2855277.2936 | 2855277.2936 | 1427638.6468 | 0 | 0 | 0 | 0 | 0 | 0 | 0 | 0 | 0 | 0 | 0 | 0 | 0 | 0
|  | Dep. Tax Equity | 0: 20109028.7418; 2025 1: 14.48%
|  | ITC Tax Equity | 0: 38570484.2416; 2025 1: 27.78%
| 73.5% | Debt | 0: 58928059.2604; 2025 1: 42.44%
| 26.5% | Equity | 0: 21246171.0258; 2025 1: 15.3%
|  | Total | 0: 138853743.2696
|  | Check | 0: 0
100 MW/400 MWh Lithium-ion w/Solar | bar: 0 to 2028 4
|  | MWh |  | 240695.0952 | 240695.0952 | 240695.0952 | 240695.0952 | 240695.0952 | 240695.0952 | 240695.0952 | 240695.0952 | 240695.0952 | 240695.0952 | 240695.0952 | 240695.0952 | 240695.0952 | 240695.0952 | 240695.0952 | 240695.0952 | 240695.0952 | 240695.0952 | 240695.0952 | 240695.0952
|  | PPA Rate ($/MWh) |  | 41.8357 | 41.8357 | 41.8357 | 41.8357 | 41.8357 | 41.8357 | 41.8357 | 41.8357 | 41.8357 | 41.8357 | 41.8357 | 41.8357 | 41.8357 | 41.8357 | 41.8357 | 41.8357 | 41.8357 | 41.8357 | 41.8357 | 41.8357
|  | Capacity Payment ($/kW-month) |  | 11.7599 | 11.7599 | 11.7599 | 11.7599 | 11.7599 | 11.7599 | 11.7599 | 11.7599 | 11.7599 | 11.7599 | 11.7599 | 11.7599 | 11.7599 | 11.7599 | 11.7599 | 11.7599 | 11.7599 | 11.7599 | 11.7599 | 11.7599
|  | Revenue |  | 24181497.0956 | 24181497.0956 | 24181497.0956 | 24181497.0956 | 24181497.0956 | 24181497.0956 | 24181497.0956 | 24181497.0956 | 24181497.0956 | 24181497.0956 | 24181497.0956 | 24181497.0956 | 24181497.0956 | 24181497.0956 | 24181497.0956 | 24181497.0956 | 24181497.0956 | 24181497.0956 | 24181497.0956 | 24181497.0956
|  | Solar Fixed O&M |  | 1723726.7416 | 1704800.4437 | 1684332.5258 | 1661718.6295 | 1637452.1373 | 1611468.5429 | 1636025.2071 | 1660911.0675 | 1686128.8738 | 1711681.3404 | 1737571.1443 | 1763800.9214 | 1790373.264 | 1817290.7173 | 1844555.7761 | 1872170.8818 | 1900138.4183 | 1928460.7084 | 1957140.0104 | 1986178.5138
|  | Storage Fixed O&M |  | 2618934.0846 | 2563220.7096 | 2516685.1416 | 2452730.2047 | 2411842.5293 | 2367968.6748 | 2391016.1416 | 2412702.1793 | 2434185.1508 | 2455445.6252 | 2476463.4149 | 2497217.5517 | 2517686.2622 | 2537846.9426 | 2557676.1329 | 2577149.4896 | 2596241.7587 | 2614926.7474 | 2633177.2945 | 2650965.2411
|  | Solar Variable O&M |  | 0 | 0 | 0 | 0 | 0 | 0 | 0 | 0 | 0 | 0 | 0 | 0 | 0 | 0 | 0 | 0 | 0 | 0 | 0 | 0
|  | B&O Tax |  | 27691.5112 | 27691.5112 | 27691.5112 | 27691.5112 | 27691.5112 | 27691.5112 | 27691.5112 | 27691.5112 | 27691.5112 | 27691.5112 | 27691.5112 | 27691.5112 | 27691.5112 | 27691.5112 | 27691.5112 | 27691.5112 | 27691.5112 | 27691.5112 | 27691.5112 | 27691.5112
|  | Property Tax |  | 2582698.1525 | 2438791.4512 | 2302903.1622 | 2174586.5034 | 2053419.5873 | 1939004.0336 | 1830963.6596 | 1728943.2434 | 1632607.3558 | 1541639.2576 | 1455739.8582 | 2050445.7133 | 1876831.3193 | 1717917.1232 | 1572458.4366 | 1439315.9609 | 1317446.8635 | 1205896.6101 | 1103791.4883 | 1010331.7644
|  | Total Operating Costs |  | 6953050.4899 | 6734504.1157 | 6531612.3408 | 6316726.8488 | 6130405.7652 | 5946132.7625 | 5885696.5194 | 5830248.0014 | 5780612.8916 | 5736457.7345 | 5697465.9287 | 6339155.6976 | 6212582.3567 | 6100746.2943 | 6002381.8569 | 5916327.8435 | 5841518.5517 | 5776975.577 | 5721800.3044 | 5675167.0305
|  | Storage Reinvestment | 2035 11: 65337462.9501
|  | EBITDA |  | 17228446.6057 | 17446992.9799 | 17649884.7548 | 17864770.2468 | 18051091.3305 | 18235364.3332 | 18295800.5762 | 18351249.0943 | 18400884.2041 | 18445039.3611 | 18484031.167 | 17842341.398 | 17968914.7389 | 18080750.8013 | 18179115.2388 | 18265169.2521 | 18339978.544 | 18404521.5186 | 18459696.7912 | 18506330.0651
|  | Before Tax Earnings |  | -32705805.6953 | -58657890.4706 | -30172843.8402 | -12905673.9099 | -12516338.2279 | 527005.3307 | 13458292.0516 | 13752128.7107 | 14053263.3093 | 14362750.4271 | 2623638.6641 | -4189169.263 | 1032258.3328 | 4961628.3242 | 7974865.9338 | 8675273.608 | 9398226.0121 | 13063224.3162 | 16754503.2984 | 17562213.0316
|  | ITC | 2025 1: 77480944.5748
|  | Federal Tax |  | -84349163.7708 | -12318156.9988 | -6336297.2064 | -2710191.5211 | -2628431.0279 | 110671.1194 | 2826241.3308 | 2887947.0293 | 2951185.295 | 3016177.5897 | 550964.1195 | -879725.5452 | 216774.2499 | 1041941.9481 | 1674721.8461 | 1821807.4577 | 1973627.4625 | 2743277.1064 | 3518445.6927 | 3688064.7366
| 7.5% | Free Cash Flow | -258269815.2494 | 101577610.3765 | 29765149.9787 | 23986181.9613 | 20574961.7679 | 20679522.3583 | 18124693.2137 | 15469559.2454 | 15463302.065 | 15449698.9091 | 15428861.7714 | -47404395.9026 | 18722066.9432 | 17752140.4891 | 17038808.8533 | 16504393.3927 | 16443361.7944 | 16366351.0814 | 15661244.4122 | 14941251.0985 | 14818265.3285 | 77480944.5748
| 12.58% | ROE | -39518161.6022 | 5704595.035 | 5840939.7694 | 5962920.4908 | 6092269.5406 | 6196830.1311 | 6297427.919 | 6297720.8831 | 6291463.7027 | 6277860.5468 | 6257023.4091 | 429956.6588 | -181120.7366 | -190998.1114 | -218560.8035 | -263141.3044 | -324172.9026 | -401183.6156 | -493790.7722 | -601696.1992 | -724681.9692 | 77480944.5748
|  | Interest |  | 6028383.7086 | 5855493.7026 | 5673094.7463 | 5480663.8475 | 5277649.2491 | 5063468.8479 | 4837508.5246 | 4599120.3835 | 4347620.8947 | 4082288.934 | 6526282.5458 | 6030365.9845 | 5507174.0123 | 4955206.4815 | 4372880.7367 | 3758527.0758 | 3110383.9636 | 2426592.9802 | 1705193.4928 | 944117.0335
|  | Initial Mortgage Payment |  | 9171838.3623 | 9171838.3623 | 9171838.3623 | 9171838.3623 | 9171838.3623 | 9171838.3623 | 9171838.3623 | 9171838.3623 | 9171838.3623 | 9171838.3623 | 9171838.3623 | 9171838.3623 | 9171838.3623 | 9171838.3623 | 9171838.3623 | 9171838.3623 | 9171838.3623 | 9171838.3623 | 9171838.3623 | 9171838.3623
|  | Storage Refresh Mortgage Payment | 2035 11: 6371108.9354; 2036 12: 6371108.9354; 2037 13: 6371108.9354; 2038 14: 6371108.9354; 2039 15: 6371108.9354; 2040 16: 6371108.9354; 2041 17: 6371108.9354; 2042 18: 6371108.9354; 2043 19: 6371108.9354; 2044 20: 6371108.9354
|  | Sinking Fund |  | 3143454.6537 | 3316344.6597 | 3498743.616 | 3691174.5148 | 3894189.1132 | 4108369.5144 | 4334329.8377 | 4572717.9788 | 4824217.4676 | 5089549.4283 | 9016664.7519 | 9512581.3132 | 10035773.2855 | 10587740.8162 | 11170066.5611 | 11784420.2219 | 12432563.3341 | 13116354.3175 | 13837753.805 | 14598830.2642
|  | Mortgage Balance | 109606976.5194 | 106463521.8657 | 103147177.206 | 99648433.59 | 95957259.0752 | 92063069.962 | 87954700.4476 | 83620370.6099 | 79047652.6312 | 74223435.1636 | 118659682.6515 | 109643017.8996 | 100130436.5864 | 90094663.3009 | 79506922.4847 | 68336855.9237 | 56552435.7018 | 44119872.3677 | 31003518.0502 | 17165764.2452 | 2566933.981
|  | Solar Depr | -120077175.1389 | 6003858.7569 | 6003858.7569 | 6003858.7569 | 6003858.7569 | 6003858.7569 | 6003858.7569 | 6003858.7569 | 6003858.7569 | 6003858.7569 | 6003858.7569 | 6003858.7569 | 6003858.7569 | 6003858.7569 | 6003858.7569 | 6003858.7569 | 6003858.7569 | 6003858.7569 | 6003858.7569 | 6003858.7569 | 6003858.7569
|  | Storage Depr | -138192640.1105 | 13819264.0111 | 13819264.0111 | 13819264.0111 | 13819264.0111 | 13819264.0111 | 13819264.0111 | 13819264.0111 | 13819264.0111 | 13819264.0111 | 13819264.0111 | 6533746.295 | 6533746.295 | 6533746.295 | 6533746.295 | 6533746.295 | 6533746.295 | 6533746.295 | 6533746.295 | 6533746.295 | 6533746.295
|  | Accum Depreciation |  | 19823122.768 | 39646245.536 | 59469368.304 | 79292491.072 | 99115613.84 | 118938736.608 | 138761859.376 | 158584982.144 | 178408104.912 | 198231227.68 | 210768832.7319 | 223306437.7839 | 235844042.8358 | 248381647.8878 | 260919252.9397 | 273456857.9917 | 285994463.0436 | 298532068.0956 | 311069673.1476 | 323607278.1995
|  | End Year Book Value |  | 238446692.4814 | 218623569.7134 | 198800446.9454 | 178977324.1774 | 159154201.4094 | 139331078.6414 | 119507955.8734 | 99684833.1054 | 79861710.3374 | 60038587.5695 | 112838445.4676 | 100300840.4156 | 87763235.3637 | 75225630.3117 | 62688025.2598 | 50150420.2078 | 37612815.1559 | 25075210.1039 | 12537605.052 | -9.6858e-08
|  | Prop. Tax Value | 258269815.2494 | 243879145.1187 | 230290316.2198 | 217458650.3442 | 205341958.7318 | 193900403.3597 | 183096365.9608 | 172894324.3396 | 163260735.5803 | 154163925.7624 | 145573985.8208 | 205044571.333 | 187683131.93 | 171791712.3192 | 157245843.6625 | 143931596.0901 | 131744686.3492 | 120589661.0108 | 110379148.8345 | 101033176.4375 | 92478541.906 | 77480944.5748
|  | Tax Dep |  | 43905868.5924 | 70249389.7478 | 42149633.8487 | 25289780.3092 | 25289780.3092 | 12644890.1546 | 0 | 0 | 0 | 0 | 9334109.9571 | 16001144.6765 | 11429482.3939 | 8163915.9956 | 5831368.5683 | 5831368.5683 | 5831368.5683 | 2914704.2222 | 0 | 0
|  | After Tax Dep. Value |  | 9220232.4044 | 14752371.847 | 8851423.1082 | 5310853.8649 | 5310853.8649 | 2655426.9325 | 0 | 0 | 0 | 0 | 1960163.091 | 3360240.3821 | 2400191.3027 | 1714422.3591 | 1224587.3993 | 1224587.3993 | 1224587.3993 | 612087.8867 | 0 | 0
|  | Dep. Tax Equity | 0: 37403061.7807; 2025 1: 14.48%
|  | ITC Tax Equity | 0: 71741615.3471; 2025 1: 27.78%
| 73.5% | Debt | 0: 109606976.5194; 2025 1: 42.44%
| 26.5% | Equity | 0: 39518161.6022; 2025 1: 15.3%
|  | Total | 0: 258269815.2494
|  | Check | 0: 0
100 MW/200 MWh Lithium-ion w/Solar | bar: 0 to 2028 4
|  | MWh |  | 240695.0952 | 240695.0952 | 240695.0952 | 240695.0952 | 240695.0952 | 240695.0952 | 240695.0952 | 240695.0952 | 240695.0952 | 240695.0952 | 240695.0952 | 240695.0952 | 240695.0952 | 240695.0952 | 240695.0952 | 240695.0952 | 240695.0952 | 240695.0952 | 240695.0952 | 240695.0952
|  | PPA Rate ($/MWh) |  | 41.8357 | 41.8357 | 41.8357 | 41.8357 | 41.8357 | 41.8357 | 41.8357 | 41.8357 | 41.8357 | 41.8357 | 41.8357 | 41.8357 | 41.8357 | 41.8357 | 41.8357 | 41.8357 | 41.8357 | 41.8357 | 41.8357 | 41.8357
|  | Capacity Payment ($/kW-month) |  | 7.1768 | 7.1768 | 7.1768 | 7.1768 | 7.1768 | 7.1768 | 7.1768 | 7.1768 | 7.1768 | 7.1768 | 7.1768 | 7.1768 | 7.1768 | 7.1768 | 7.1768 | 7.1768 | 7.1768 | 7.1768 | 7.1768 | 7.1768
|  | Revenue |  | 18681844.174 | 18681844.174 | 18681844.174 | 18681844.174 | 18681844.174 | 18681844.174 | 18681844.174 | 18681844.174 | 18681844.174 | 18681844.174 | 18681844.174 | 18681844.174 | 18681844.174 | 18681844.174 | 18681844.174 | 18681844.174 | 18681844.174 | 18681844.174 | 18681844.174 | 18681844.174
|  | Solar Fixed O&M |  | 1723726.7416 | 1704800.4437 | 1684332.5258 | 1661718.6295 | 1637452.1373 | 1611468.5429 | 1636025.2071 | 1660911.0675 | 1686128.8738 | 1711681.3404 | 1737571.1443 | 1763800.9214 | 1790373.264 | 1817290.7173 | 1844555.7761 | 1872170.8818 | 1900138.4183 | 1928460.7084 | 1957140.0104 | 1986178.5138
|  | Storage Fixed O&M |  | 1594446.4977 | 1581903.1221 | 1571330.3274 | 1545729.7859 | 1545341.6509 | 1533891.0502 | 1548981.056 | 1563032.081 | 1576951.6443 | 1590727.1608 | 1604345.5554 | 1617793.2475 | 1631056.1347 | 1644119.5771 | 1656968.3798 | 1669586.7759 | 1681958.4087 | 1694066.3134 | 1705892.898 | 1717419.9243
|  | Solar Variable O&M |  | 0 | 0 | 0 | 0 | 0 | 0 | 0 | 0 | 0 | 0 | 0 | 0 | 0 | 0 | 0 | 0 | 0 | 0 | 0 | 0
|  | B&O Tax |  | 27691.5112 | 27691.5112 | 27691.5112 | 27691.5112 | 27691.5112 | 27691.5112 | 27691.5112 | 27691.5112 | 27691.5112 | 27691.5112 | 27691.5112 | 27691.5112 | 27691.5112 | 27691.5112 | 27691.5112 | 27691.5112 | 27691.5112 | 27691.5112 | 27691.5112 | 27691.5112
|  | Property Tax |  | 2042109.3487 | 1928323.996 | 1820878.7086 | 1719420.221 | 1623614.9517 | 1533147.9059 | 1447721.6406 | 1367055.2857 | 1290883.6214 | 1218956.2056 | 1151036.551 | 1524250.0583 | 1403037.6127 | 1291464.3052 | 1188763.6059 | 1094229.9412 | 1007213.8465 | 927117.5047 | 853390.6385 | 785526.7301
|  | Total Operating Costs |  | 5387974.0992 | 5242719.0731 | 5104233.0731 | 4954560.1476 | 4834100.2511 | 4706199.0102 | 4660419.4149 | 4618689.9454 | 4581655.6506 | 4549056.2181 | 4520644.7619 | 4933535.7384 | 4852158.5226 | 4780566.1108 | 4717979.273 | 4663679.1101 | 4617002.1847 | 4577336.0377 | 4544115.0581 | 4516816.6794
|  | Storage Reinvestment | 2035 11: 42328050.4184
|  | EBITDA |  | 13293870.0749 | 13439125.101 | 13577611.101 | 13727284.0264 | 13847743.9229 | 13975645.1638 | 14021424.7592 | 14063154.2286 | 14100188.5234 | 14132787.956 | 14161199.4121 | 13748308.4356 | 13829685.6514 | 13901278.0633 | 13963864.901 | 14018165.064 | 14064841.9893 | 14104508.1363 | 14137729.1159 | 14165027.4947
|  | Before Tax Earnings |  | -26188561.6391 | -46736119.8555 | -24235263.4114 | -10602547.7872 | -10321566.6124 | -26148.0516 | 10196463.1109 | 10426683.307 | 10662575.3184 | 10904969.642 | 3343073.0034 | -1025512.0459 | 2401009.3602 | 4992698.012 | 6993186.2452 | 7497749.8534 | 8019454.7134 | 10449799.5022 | 12899992.7781 | 13485088.6121
|  | ITC | 2025 1: 61263280.4607
|  | Federal Tax |  | -66762878.4049 | -9814585.1697 | -5089405.3164 | -2226535.0353 | -2167528.9886 | -5491.0908 | 2141257.2533 | 2189603.4945 | 2239140.8169 | 2290043.6248 | 702045.3307 | -215357.5296 | 504211.9656 | 1048466.5825 | 1468569.1115 | 1574527.4692 | 1684085.4898 | 2194457.8955 | 2708998.4834 | 2831868.6085
| 7.5% | Free Cash Flow | -204210934.8688 | 80056748.4797 | 23253710.2706 | 18667016.4174 | 15953819.0618 | 16015272.9115 | 13981136.2547 | 11880167.5059 | 11873550.7342 | 11861047.7066 | 11842744.3312 | -28868896.337 | 13963665.9652 | 13325473.6858 | 12852811.4807 | 12495295.7895 | 12443637.5947 | 12380756.4995 | 11910050.2408 | 11428730.6325 | 11333158.8861 | 61263280.4607
| 12.17% | ROE | -31246550.1139 | 4251071.8749 | 4337115.9016 | 4416233.4882 | 4502522.9965 | 4563976.8462 | 4629455.3373 | 4628101.7365 | 4621484.9648 | 4608981.9372 | 4590678.5618 | 809778.9207 | 407268.409 | 391031.804 | 362636.3505 | 322454.0533 | 270795.8585 | 207914.7633 | 134008.5804 | 49222.3812 | -46349.3651 | 61263280.4607
|  | Interest |  | 4766572.7862 | 4629870.6722 | 4485649.9418 | 4333497.0713 | 4172975.7929 | 4003625.8442 | 3824961.6483 | 3636470.9217 | 3437613.205 | 3227818.314 | 4771141.1259 | 4407680.934 | 4024230.4316 | 3619690.1515 | 3192900.156 | 2742636.7107 | 2267608.776 | 1766454.3049 | 1237736.3378 | 679938.8826
|  | Initial Mortgage Payment |  | 7252065.7694 | 7252065.7694 | 7252065.7694 | 7252065.7694 | 7252065.7694 | 7252065.7694 | 7252065.7694 | 7252065.7694 | 7252065.7694 | 7252065.7694 | 7252065.7694 | 7252065.7694 | 7252065.7694 | 7252065.7694 | 7252065.7694 | 7252065.7694 | 7252065.7694 | 7252065.7694 | 7252065.7694 | 7252065.7694
|  | Storage Refresh Mortgage Payment | 2035 11: 4127442.4819; 2036 12: 4127442.4819; 2037 13: 4127442.4819; 2038 14: 4127442.4819; 2039 15: 4127442.4819; 2040 16: 4127442.4819; 2041 17: 4127442.4819; 2042 18: 4127442.4819; 2043 19: 4127442.4819; 2044 20: 4127442.4819
|  | Sinking Fund |  | 2485492.9831 | 2622195.0972 | 2766415.8275 | 2918568.6981 | 3079089.9765 | 3248439.9252 | 3427104.121 | 3615594.8477 | 3814452.5643 | 4024247.4554 | 6608367.1254 | 6971827.3173 | 7355277.8197 | 7759818.0998 | 8186608.0953 | 8636871.5405 | 9111899.4752 | 9613053.9464 | 10141771.9134 | 10699569.3687
|  | Mortgage Balance | 86664959.7498 | 84179466.7667 | 81557271.6695 | 78790855.8419 | 75872287.1439 | 72793197.1674 | 69544757.2422 | 66117653.1212 | 62502058.2735 | 58687605.7092 | 86748020.471 | 80139653.3456 | 73167826.0283 | 65812548.2086 | 58052730.1089 | 49866122.0136 | 41229250.4731 | 32117350.9978 | 22504297.0515 | 12362525.138 | 1662955.7694
|  | Solar Depr | -120077175.1389 | 6003858.7569 | 6003858.7569 | 6003858.7569 | 6003858.7569 | 6003858.7569 | 6003858.7569 | 6003858.7569 | 6003858.7569 | 6003858.7569 | 6003858.7569 | 6003858.7569 | 6003858.7569 | 6003858.7569 | 6003858.7569 | 6003858.7569 | 6003858.7569 | 6003858.7569 | 6003858.7569 | 6003858.7569 | 6003858.7569
|  | Storage Depr | -84133759.7299 | 8413375.973 | 8413375.973 | 8413375.973 | 8413375.973 | 8413375.973 | 8413375.973 | 8413375.973 | 8413375.973 | 8413375.973 | 8413375.973 | 4232805.0418 | 4232805.0418 | 4232805.0418 | 4232805.0418 | 4232805.0418 | 4232805.0418 | 4232805.0418 | 4232805.0418 | 4232805.0418 | 4232805.0418
|  | Accum Depreciation |  | 14417234.7299 | 28834469.4599 | 43251704.1898 | 57668938.9198 | 72086173.6497 | 86503408.3796 | 100920643.1096 | 115337877.8395 | 129755112.5695 | 144172347.2994 | 154409011.0982 | 164645674.897 | 174882338.6958 | 185119002.4945 | 195355666.2933 | 205592330.0921 | 215828993.8909 | 226065657.6897 | 236302321.4885 | 246538985.2872
|  | End Year Book Value |  | 189793700.1389 | 175376465.409 | 160959230.679 | 146541995.9491 | 132124761.2191 | 117707526.4892 | 103290291.7593 | 88873057.0293 | 74455822.2994 | 60038587.5695 | 92129974.1891 | 81893310.3903 | 71656646.5915 | 61419982.7927 | 51183318.9939 | 40946655.1951 | 30709991.3964 | 20473327.5976 | 10236663.7988 | -7.4506e-08
|  | Prop. Tax Value | 204210934.8688 | 192832399.6035 | 182087870.8612 | 171942022.1029 | 162361495.1671 | 153314790.5933 | 144772164.0558 | 136705528.5683 | 129088362.138 | 121895620.5648 | 115103655.0994 | 152425005.8328 | 140303761.2661 | 129146430.5209 | 118876360.5891 | 109422994.1154 | 100721384.6542 | 92711750.475 | 85339063.8507 | 78552673.0064 | 72305954.132 | 61263280.4607
|  | Tax Dep |  | 34715858.9277 | 55545374.2843 | 33327224.5706 | 19996334.7424 | 19996334.7424 | 9998167.3712 | 0 | 0 | 0 | 0 | 6046985.2828 | 10366139.5475 | 7404445.8597 | 5288889.8998 | 3777778.4998 | 3777778.4998 | 3777778.4998 | 1888254.3292 | 0 | 0
|  | After Tax Dep. Value |  | 7290330.3748 | 11664528.5997 | 6998717.1598 | 4199230.2959 | 4199230.2959 | 2099615.1479 | 0 | 0 | 0 | 0 | 1269866.9094 | 2176889.305 | 1554933.6305 | 1110666.879 | 793333.485 | 793333.485 | 793333.485 | 396533.4091 | 0 | 0
|  | Dep. Tax Equity | 0: 29574165.3194; 2025 1: 14.48%
|  | ITC Tax Equity | 0: 56725259.6858; 2025 1: 27.78%
| 73.5% | Debt | 0: 86664959.7498; 2025 1: 42.44%
| 26.5% | Equity | 0: 31246550.1139; 2025 1: 15.3%
|  | Total | 0: 204210934.8688
|  | Check | 0: 0
50 MW/200 MWh Lithium-ion w/Solar | bar: 0 to 2028 4
|  | MWh |  | 240695.0952 | 240695.0952 | 240695.0952 | 240695.0952 | 240695.0952 | 240695.0952 | 240695.0952 | 240695.0952 | 240695.0952 | 240695.0952 | 240695.0952 | 240695.0952 | 240695.0952 | 240695.0952 | 240695.0952 | 240695.0952 | 240695.0952 | 240695.0952 | 240695.0952 | 240695.0952
|  | PPA Rate ($/MWh) |  | 41.8357 | 41.8357 | 41.8357 | 41.8357 | 41.8357 | 41.8357 | 41.8357 | 41.8357 | 41.8357 | 41.8357 | 41.8357 | 41.8357 | 41.8357 | 41.8357 | 41.8357 | 41.8357 | 41.8357 | 41.8357 | 41.8357 | 41.8357
|  | Capacity Payment ($/kW-month) |  | 4.0742 | 4.0742 | 4.0742 | 4.0742 | 4.0742 | 4.0742 | 4.0742 | 4.0742 | 4.0742 | 4.0742 | 4.0742 | 4.0742 | 4.0742 | 4.0742 | 4.0742 | 4.0742 | 4.0742 | 4.0742 | 4.0742 | 4.0742
|  | Revenue |  | 14958714.3295 | 14958714.3295 | 14958714.3295 | 14958714.3295 | 14958714.3295 | 14958714.3295 | 14958714.3295 | 14958714.3295 | 14958714.3295 | 14958714.3295 | 14958714.3295 | 14958714.3295 | 14958714.3295 | 14958714.3295 | 14958714.3295 | 14958714.3295 | 14958714.3295 | 14958714.3295 | 14958714.3295 | 14958714.3295
|  | Solar Fixed O&M |  | 1723726.7416 | 1704800.4437 | 1684332.5258 | 1661718.6295 | 1637452.1373 | 1611468.5429 | 1636025.2071 | 1660911.0675 | 1686128.8738 | 1711681.3404 | 1737571.1443 | 1763800.9214 | 1790373.264 | 1817290.7173 | 1844555.7761 | 1872170.8818 | 1900138.4183 | 1928460.7084 | 1957140.0104 | 1986178.5138
|  | Storage Fixed O&M |  | 1594446.4977 | 1581903.1221 | 1571330.3274 | 1545729.7859 | 1545341.6509 | 1533891.0502 | 1548981.056 | 1563032.081 | 1576951.6443 | 1590727.1608 | 1604345.5554 | 1617793.2475 | 1631056.1347 | 1644119.5771 | 1656968.3798 | 1669586.7759 | 1681958.4087 | 1694066.3134 | 1705892.898 | 1717419.9243
|  | Solar Variable O&M |  | 0 | 0 | 0 | 0 | 0 | 0 | 0 | 0 | 0 | 0 | 0 | 0 | 0 | 0 | 0 | 0 | 0 | 0 | 0 | 0
|  | B&O Tax |  | 27691.5112 | 27691.5112 | 27691.5112 | 27691.5112 | 27691.5112 | 27691.5112 | 27691.5112 | 27691.5112 | 27691.5112 | 27691.5112 | 27691.5112 | 27691.5112 | 27691.5112 | 27691.5112 | 27691.5112 | 27691.5112 | 27691.5112 | 27691.5112 | 27691.5112 | 27691.5112
|  | Property Tax |  | 1621440.55 | 1531094.6609 | 1445782.8014 | 1365224.4777 | 1289154.8251 | 1217323.7371 | 1149495.0428 | 1085445.7308 | 1024965.2157 | 967854.6459 | 913926.2496 | 1081290.9341 | 1005551.5846 | 935117.4207 | 869616.839 | 808704.2654 | 752058.3313 | 699380.1787 | 650391.8832 | 604834.9877
|  | Total Operating Costs |  | 4967305.3005 | 4845489.738 | 4729137.1658 | 4600364.4043 | 4499640.1246 | 4390374.8414 | 4362192.8171 | 4337080.3905 | 4315737.245 | 4297954.6583 | 4283534.4606 | 4490576.6142 | 4454672.4946 | 4424219.2263 | 4398832.5062 | 4378153.4343 | 4361846.6694 | 4349598.7117 | 4341116.3029 | 4336124.937
|  | Storage Reinvestment | 2035 11: 21164025.2092
|  | EBITDA |  | 9991409.029 | 10113224.5915 | 10229577.1637 | 10358349.9252 | 10459074.2049 | 10568339.4881 | 10596521.5124 | 10621633.939 | 10642977.0845 | 10660759.6712 | 10675179.8689 | 10468137.7152 | 10504041.8349 | 10534495.1032 | 10559881.8233 | 10580560.8952 | 10596867.66 | 10609115.6178 | 10617598.0266 | 10622589.3925
|  | Before Tax Earnings |  | -21357752.482 | -37666088.6679 | -19793951.2469 | -8959604.7688 | -8731426.1439 | -549123.5935 | 7559491.2364 | 7734265.8285 | 7913502.5588 | 8097862.8773 | 4382201.7298 | 2265964.2404 | 4046867.9995 | 5413780.4469 | 6488731.5322 | 6819589.7459 | 7163135.5053 | 8465382.6876 | 9782217.443 | 10171466.3758
|  | ITC | 2025 1: 48643216.5012
|  | Federal Tax |  | -53128344.5224 | -7909878.6203 | -4156729.7619 | -1881517.0015 | -1833599.4902 | -115315.9546 | 1587493.1596 | 1624195.824 | 1661835.5373 | 1700551.2042 | 920262.3633 | 475852.4905 | 849842.2799 | 1136893.8939 | 1362633.6218 | 1432113.8466 | 1504258.4561 | 1777730.3644 | 2054265.663 | 2136007.9389
| 7.5% | Free Cash Flow | -162144055.0039 | 63119753.5514 | 18023103.2118 | 14386306.9255 | 12239866.9267 | 12292673.6951 | 10683655.4428 | 9009028.3528 | 8997438.115 | 8981141.5472 | 8960208.4669 | -11409107.7035 | 9992285.2248 | 9654199.555 | 9397601.2093 | 9197248.2016 | 9148447.0486 | 9092609.2039 | 8831385.2534 | 8563332.3636 | 8486581.4536 | 48643216.5012
| 11.54% | ROE | -24809848.4227 | 2929833.727 | 3003274.2304 | 3071145.3128 | 3147505.7352 | 3200312.5037 | 3258394.5672 | 3250867.7932 | 3239277.5554 | 3222980.9876 | 3202047.9073 | 1298102.2504 | 1081958.7717 | 1054850.9392 | 1020385.9693 | 978699.6585 | 929898.5056 | 874060.6609 | 811236.7483 | 741450.5631 | 664699.6531 | 48643216.5012
|  | Interest |  | 3784672.1603 | 3676130.2984 | 3561618.634 | 3440808.8281 | 3313354.4829 | 3178890.1486 | 3037030.276 | 2887368.1104 | 2729474.5257 | 2562896.7939 | 3269485.4977 | 3019103.7011 | 2754950.9056 | 2476269.7064 | 2182261.0412 | 1872081.8994 | 1544842.9049 | 1199605.7656 | 835380.5837 | 451123.0168
|  | Initial Mortgage Payment |  | 5758160.5596 | 5758160.5596 | 5758160.5596 | 5758160.5596 | 5758160.5596 | 5758160.5596 | 5758160.5596 | 5758160.5596 | 5758160.5596 | 5758160.5596 | 5758160.5596 | 5758160.5596 | 5758160.5596 | 5758160.5596 | 5758160.5596 | 5758160.5596 | 5758160.5596 | 5758160.5596 | 5758160.5596 | 5758160.5596
|  | Storage Refresh Mortgage Payment | 2035 11: 2063721.2409; 2036 12: 2063721.2409; 2037 13: 2063721.2409; 2038 14: 2063721.2409; 2039 15: 2063721.2409; 2040 16: 2063721.2409; 2041 17: 2063721.2409; 2042 18: 2063721.2409; 2043 19: 2063721.2409; 2044 20: 2063721.2409
|  | Sinking Fund |  | 1973488.3993 | 2082030.2612 | 2196541.9256 | 2317351.7315 | 2444806.0767 | 2579270.411 | 2721130.2836 | 2870792.4492 | 3028686.0339 | 3195263.7657 | 4552396.3028 | 4802778.0995 | 5066930.8949 | 5345612.0942 | 5639620.7593 | 5949799.9011 | 6277038.8957 | 6622276.0349 | 6986501.2168 | 7370758.7838
|  | Mortgage Balance | 68812221.0968 | 66838732.6975 | 64756702.4363 | 62560160.5107 | 60242808.7792 | 57798002.7024 | 55218732.2915 | 52497602.0079 | 49626809.5588 | 46598123.5249 | 59445190.8677 | 54892794.5649 | 50090016.4655 | 45023085.5705 | 39677473.4764 | 34037852.717 | 28088052.8159 | 21811013.9202 | 15188737.8853 | 8202236.6685 | 831477.8847
|  | Solar Depr | -120077175.1389 | 6003858.7569 | 6003858.7569 | 6003858.7569 | 6003858.7569 | 6003858.7569 | 6003858.7569 | 6003858.7569 | 6003858.7569 | 6003858.7569 | 6003858.7569 | 6003858.7569 | 6003858.7569 | 6003858.7569 | 6003858.7569 | 6003858.7569 | 6003858.7569 | 6003858.7569 | 6003858.7569 | 6003858.7569 | 6003858.7569
|  | Storage Depr | -42066879.865 | 4206687.9865 | 4206687.9865 | 4206687.9865 | 4206687.9865 | 4206687.9865 | 4206687.9865 | 4206687.9865 | 4206687.9865 | 4206687.9865 | 4206687.9865 | 2116402.5209 | 2116402.5209 | 2116402.5209 | 2116402.5209 | 2116402.5209 | 2116402.5209 | 2116402.5209 | 2116402.5209 | 2116402.5209 | 2116402.5209
|  | Accum Depreciation |  | 10210546.7434 | 20421093.4869 | 30631640.2303 | 40842186.9738 | 51052733.7172 | 61263280.4607 | 71473827.2041 | 81684373.9475 | 91894920.691 | 102105467.4344 | 110225728.7123 | 118345989.9902 | 126466251.268 | 134586512.5459 | 142706773.8237 | 150827035.1016 | 158947296.3795 | 167067557.6573 | 175187818.9352 | 183308080.2131
|  | End Year Book Value |  | 151933508.2604 | 141722961.517 | 131512414.7735 | 121301868.0301 | 111091321.2867 | 100880774.5432 | 90670227.7998 | 80459681.0563 | 70249134.3129 | 60038587.5695 | 73082351.5008 | 64962090.2229 | 56841828.9451 | 48721567.6672 | 40601306.3893 | 32481045.1115 | 24360783.8336 | 16240522.5557 | 8120261.2779 | -2.0117e-07
|  | Prop. Tax Value | 162144055.0039 | 153109466.0916 | 144578280.1368 | 136522447.7682 | 128915482.5122 | 121732373.7088 | 114949504.2798 | 108544573.0795 | 102496521.5712 | 96785464.5898 | 91392624.9619 | 108129093.4148 | 100555158.4649 | 93511742.0721 | 86961683.9042 | 80870426.5356 | 75205833.1259 | 69938017.8695 | 65039188.321 | 60483498.7653 | 56246913.8581 | 48643216.5012
|  | Tax Dep |  | 27564489.3507 | 44103182.9611 | 26461909.7766 | 15877145.866 | 15877145.866 | 7938572.933 | 0 | 0 | 0 | 0 | 3023492.6414 | 5183069.7737 | 3702222.9298 | 2644444.9499 | 1888889.2499 | 1888889.2499 | 1888889.2499 | 944127.1646 | 0 | 0
|  | After Tax Dep. Value |  | 5788542.7636 | 9261668.4218 | 5557001.0531 | 3334200.6319 | 3334200.6319 | 1667100.3159 | 0 | 0 | 0 | 0 | 634933.4547 | 1088444.6525 | 777466.8153 | 555333.4395 | 396666.7425 | 396666.7425 | 396666.7425 | 198266.7046 | 0 | 0
|  | Dep. Tax Equity | 0: 23481970.2056; 2025 1: 14.48%
|  | ITC Tax Equity | 0: 45040015.2789; 2025 1: 27.78%
| 73.5% | Debt | 0: 68812221.0968; 2025 1: 42.44%
| 26.5% | Equity | 0: 24809848.4227; 2025 1: 15.3%
|  | Total | 0: 162144055.0039
|  | Check | 0: 0

## Solar PPA (PTC)
Start Year: | 2025 | (PTC) |  | 2025 | 2026 | 2027 | 2028 | 2029 | 2030 | 2031 | 2032 | 2033 | 2034 | 2035 | 2036 | 2037 | 2038 | 2039 | 2040 | 2041 | 2042 | 2043 | 2044 | 2045
|  |  | 0 | 1 | 2 | 3 | 4 | 5 | 6 | 7 | 8 | 9 | 10 | 11 | 12 | 13 | 14 | 15 | 16 | 17 | 18 | 19 | 20 | 21
New Residential Solar | bar: 0 to 2028 4
|  | MWh |  | 8.6425 | 8.6425 | 8.6425 | 8.6425 | 8.6425 | 8.6425 | 8.6425 | 8.6425 | 8.6425 | 8.6425 | 8.6425 | 8.6425 | 8.6425 | 8.6425 | 8.6425 | 8.6425 | 8.6425 | 8.6425 | 8.6425 | 8.6425
|  | PPA Rate ($/MWh) |  | 248.7303 | 248.7303 | 248.7303 | 248.7303 | 248.7303 | 248.7303 | 248.7303 | 248.7303 | 248.7303 | 248.7303 | 248.7303 | 248.7303 | 248.7303 | 248.7303 | 248.7303 | 248.7303 | 248.7303 | 248.7303 | 248.7303 | 248.7303
|  | Revenue |  | 2149.6515 | 2149.6515 | 2149.6515 | 2149.6515 | 2149.6515 | 2149.6515 | 2149.6515 | 2149.6515 | 2149.6515 | 2149.6515 | 2149.6515 | 2149.6515 | 2149.6515 | 2149.6515 | 2149.6515 | 2149.6515 | 2149.6515 | 2149.6515 | 2149.6515 | 2149.6515
|  | Fixed O&M |  | 158.7689 | 149.4282 | 139.5911 | 129.1979 | 118.2799 | 106.8189 | 108.2768 | 109.747 | 111.2296 | 112.7242 | 114.2308 | 115.7491 | 117.279 | 118.8201 | 120.3723 | 121.9352 | 123.5087 | 125.0924 | 126.686 | 128.2892
|  | Variable O&M |  | 0 | 0 | 0 | 0 | 0 | 0 | 0 | 0 | 0 | 0 | 0 | 0 | 0 | 0 | 0 | 0 | 0 | 0 | 0 | 0
|  | B&O Tax |  | 0 | 0 | 0 | 0 | 0 | 0 | 0 | 0 | 0 | 0 | 0 | 0 | 0 | 0 | 0 | 0 | 0 | 0 | 0 | 0
|  | Total Operating Costs |  | 158.7689 | 149.4282 | 139.5911 | 129.1979 | 118.2799 | 106.8189 | 108.2768 | 109.747 | 111.2296 | 112.7242 | 114.2308 | 115.7491 | 117.279 | 118.8201 | 120.3723 | 121.9352 | 123.5087 | 125.0924 | 126.686 | 128.2892
|  | EBITDA |  | 1990.8826 | 2000.2233 | 2010.0604 | 2020.4536 | 2031.3716 | 2042.8325 | 2041.3747 | 2039.9045 | 2038.4219 | 2036.9272 | 2035.4207 | 2033.9023 | 2032.3725 | 2030.8314 | 2029.2792 | 2027.7162 | 2026.1428 | 2024.5591 | 2022.9655 | 2021.3623
|  | Before Tax Earnings |  | -2989.1351 | -5463.4966 | -2755.5666 | -1115.2744 | -1077.3421 | 165.8387 | 1397.6682 | 1427.9193 | 1459.9027 | 1493.7146 | 1529.4565 | 1567.2353 | 1607.1639 | 1649.3614 | 1693.9535 | 1741.0728 | 1790.8591 | 1843.4599 | 1899.031 | 1957.7366
|  | PTC | 2025 1: 242.5854; 2026 2: 248.0031; 2027 3: 253.5418; 2028 4: 259.1197; 2029 5: 264.8204; 2030 6: 270.6464; 2031 7: 276.6007; 2032 8: 282.6859; 2033 9: 288.905; 2034 10: 295.2609
|  | Federal Tax |  | -870.3037 | -1395.3374 | -832.2108 | -493.3274 | -491.0622 | -235.8203 | 16.9097 | 17.1772 | 17.6746 | 18.4192 | 321.1859 | 329.1194 | 337.5044 | 346.3659 | 355.7302 | 365.6253 | 376.0804 | 387.1266 | 398.7965 | 411.1247
| 7.5% | Free Cash Flow | -24575.568 | 2861.1863 | 3395.5607 | 2842.2712 | 2513.7809 | 2522.4338 | 2278.6528 | 2024.465 | 2022.7273 | 2020.7473 | 2018.508 | 1714.2348 | 1704.7829 | 1694.8681 | 1684.4655 | 1673.549 | 1662.0909 | 1650.0624 | 1637.4325 | 1624.169 | 1610.2376 | 7372.6704
| 11.5% | ROE | -4656.4022 | 520.7961 | 523.344 | 526.0184 | 528.8518 | 531.804 | 534.8731 | 527.4073 | 519.5843 | 511.3852 | 502.7901 | 493.7777 | 484.3258 | 474.411 | 464.0084 | 453.0919 | 441.6338 | 429.6053 | 416.9754 | 403.7119 | 389.7805 | 7372.6704
|  | Interest |  | 802.1711 | 779.1654 | 754.8943 | 729.2884 | 702.2741 | 673.774 | 643.7065 | 611.9852 | 578.5192 | 543.2126 | 505.9642 | 466.6671 | 425.2086 | 381.47 | 335.3257 | 286.6434 | 235.2837 | 181.0992 | 123.9345 | 63.6257
|  | Mortgage Payment |  | 1220.4571 | 1220.4571 | 1220.4571 | 1220.4571 | 1220.4571 | 1220.4571 | 1220.4571 | 1220.4571 | 1220.4571 | 1220.4571 | 1220.4571 | 1220.4571 | 1220.4571 | 1220.4571 | 1220.4571 | 1220.4571 | 1220.4571 | 1220.4571 | 1220.4571 | 1220.4571
|  | Sinking Fund |  | 418.286 | 441.2917 | 465.5628 | 491.1687 | 518.183 | 546.6831 | 576.7506 | 608.4719 | 641.9379 | 677.2445 | 714.4929 | 753.79 | 795.2485 | 838.9871 | 885.1314 | 933.8137 | 985.1734 | 1039.3579 | 1096.5226 | 1156.8314
|  | Mortgage Balance | 14584.9292 | 14166.6432 | 13725.3515 | 13259.7887 | 12768.62 | 12250.437 | 11703.7539 | 11127.0033 | 10518.5313 | 9876.5935 | 9199.349 | 8484.8561 | 7731.0661 | 6935.8176 | 6096.8305 | 5211.699 | 4277.8854 | 3292.712 | 2253.354 | 1156.8314 | -1.0914e-11
|  | Book Depr |  | 1228.7784 | 1228.7784 | 1228.7784 | 1228.7784 | 1228.7784 | 1228.7784 | 1228.7784 | 1228.7784 | 1228.7784 | 1228.7784 | 1228.7784 | 1228.7784 | 1228.7784 | 1228.7784 | 1228.7784 | 1228.7784 | 1228.7784 | 1228.7784 | 1228.7784 | 1228.7784
|  | Accum Depreciation |  | 1228.7784 | 2457.5568 | 3686.3352 | 4915.1136 | 6143.892 | 7372.6704 | 8601.4488 | 9830.2272 | 11059.0056 | 12287.784 | 13516.5624 | 14745.3408 | 15974.1192 | 17202.8976 | 18431.676 | 19660.4544 | 20889.2328 | 22118.0112 | 23346.7896 | 24575.568
|  | End Year Book Value |  | 23346.7896 | 22118.0112 | 20889.2328 | 19660.4544 | 18431.676 | 17202.8976 | 15974.1192 | 14745.3408 | 13516.5624 | 12287.784 | 11059.0056 | 9830.2272 | 8601.4488 | 7372.6704 | 6143.892 | 4915.1136 | 3686.3352 | 2457.5568 | 1228.7784 | 0
|  | Tax Dep |  | 4177.8466 | 6684.5545 | 4010.7327 | 2406.4396 | 2406.4396 | 1203.2198 | 0 | 0 | 0 | 0 | 0 | 0 | 0 | 0 | 0 | 0 | 0 | 0 | 0 | 0
|  | After Tax Dep. Value |  | 877.3478 | 1403.7564 | 842.2539 | 505.3523 | 505.3523 | 252.6762 | 0 | 0 | 0 | 0 | 0 | 0 | 0 | 0 | 0 | 0 | 0 | 0 | 0 | 0
|  | Dep. Tax Equity | 0: 3559.0744; 2025 1: 14.48%
|  | PTC Tax Equity | 0: 1775.1622; 2025 1: 7.223%
| 75.8% | Debt | 0: 14584.9292; 2025 1: 59.35%
| 24.2% | Equity | 0: 4656.4022; 2025 1: 18.95%
|  | Total | 0: 24575.568
|  | Check | 0: 0
New Residential Solar + Storage | bar: 0 to 2028 4
|  | MWh |  | 8.6425 | 8.6425 | 8.6425 | 8.6425 | 8.6425 | 8.6425 | 8.6425 | 8.6425 | 8.6425 | 8.6425 | 8.6425 | 8.6425 | 8.6425 | 8.6425 | 8.6425 | 8.6425 | 8.6425 | 8.6425 | 8.6425 | 8.6425
|  | PPA Rate ($/MWh) |  | 248.7303 | 248.7303 | 248.7303 | 248.7303 | 248.7303 | 248.7303 | 248.7303 | 248.7303 | 248.7303 | 248.7303 | 248.7303 | 248.7303 | 248.7303 | 248.7303 | 248.7303 | 248.7303 | 248.7303 | 248.7303 | 248.7303 | 248.7303
|  | Capacity Payment ($/kW-month) |  | 31.93 | 31.93 | 31.93 | 31.93 | 31.93 | 31.93 | 31.93 | 31.93 | 31.93 | 31.93 | 31.93 | 31.93 | 31.93 | 31.93 | 31.93 | 31.93 | 31.93 | 31.93 | 31.93 | 31.93
|  | Revenue |  | 4481.9291 | 4481.9291 | 4481.9291 | 4481.9291 | 4481.9291 | 4481.9291 | 4481.9291 | 4481.9291 | 4481.9291 | 4481.9291 | 4481.9291 | 4481.9291 | 4481.9291 | 4481.9291 | 4481.9291 | 4481.9291 | 4481.9291 | 4481.9291 | 4481.9291 | 4481.9291
|  | Solar Fixed O&M |  | 127.0151 | 119.5425 | 111.6729 | 103.3583 | 94.6239 | 85.4552 | 86.6214 | 87.7976 | 88.9836 | 90.1794 | 91.3846 | 92.5993 | 93.8232 | 95.0561 | 96.2978 | 97.5482 | 98.807 | 100.0739 | 101.3488 | 102.6313
|  | Storage Fixed O&M |  | 377.0036 | 369.8364 | 363.9537 | 359.5514 | 355.3267 | 351.9184 | 355.2621 | 358.4832 | 361.6742 | 364.832 | 367.9537 | 371.0362 | 374.0763 | 377.0705 | 380.0154 | 382.9074 | 385.7427 | 388.5175 | 391.2276 | 393.869
|  | Solar Variable O&M |  | 0 | 0 | 0 | 0 | 0 | 0 | 0 | 0 | 0 | 0 | 0 | 0 | 0 | 0 | 0 | 0 | 0 | 0 | 0 | 0
|  | B&O Tax |  | 0 | 0 | 0 | 0 | 0 | 0 | 0 | 0 | 0 | 0 | 0 | 0 | 0 | 0 | 0 | 0 | 0 | 0 | 0 | 0
|  | Total Operating Costs |  | 504.0187 | 489.3789 | 475.6265 | 462.9097 | 449.9506 | 437.3736 | 441.8835 | 446.2808 | 450.6578 | 455.0114 | 459.3384 | 463.6355 | 467.8995 | 472.1266 | 476.3133 | 480.4556 | 484.5497 | 488.5914 | 492.5764 | 496.5003
|  | Storage Reinvestment | 2035 11: 10462.9545
|  | EBITDA |  | 3977.9105 | 3992.5502 | 4006.3026 | 4019.0195 | 4031.9785 | 4044.5555 | 4040.0457 | 4035.6483 | 4031.2713 | 4026.9178 | 4022.5908 | 4018.2936 | 4014.0297 | 4009.8025 | 4005.6159 | 4001.4735 | 3997.3794 | 3993.3377 | 3989.3527 | 3985.4289
|  | Before Tax Earnings |  | -4461.7071 | -8629.4699 | -4069.1831 | -1309.2455 | -1249.0742 | 840.1641 | 2915.055 | 2966.0962 | 3020.2069 | 3077.5578 | 1207.3908 | 238.0111 | 1074.0381 | 1706.8984 | 2196.6663 | 2319.5745 | 2449.5188 | 3053.9539 | 3665.9093 | 3819.3788
|  | PTC | 2025 1: 242.5854; 2026 2: 248.0031; 2027 3: 253.5418; 2028 4: 259.1197; 2029 5: 264.8204; 2030 6: 270.6464; 2031 7: 276.6007; 2032 8: 282.6859; 2033 9: 288.905; 2034 10: 295.2609
|  | Federal Tax |  | -1179.5438 | -2060.1918 | -1108.0703 | -534.0613 | -527.126 | -94.212 | 335.5609 | 340.1943 | 345.3385 | 351.0263 | 253.5521 | 49.9823 | 225.548 | 358.4487 | 461.2999 | 487.1106 | 514.3989 | 641.3303 | 769.841 | 802.0696
| 7.5% | Free Cash Flow | -41398.1294 | 5157.4543 | 6052.742 | 5114.3729 | 4553.0808 | 4559.1045 | 4138.7675 | 3704.4848 | 3695.454 | 3685.9328 | 3675.8915 | -6693.9158 | 3968.3113 | 3788.4817 | 3651.3539 | 3544.316 | 3514.3629 | 3482.9805 | 3352.0074 | 3219.5118 | 3183.3593 | 12419.4388
| 13.29% | ROE | -8137.8844 | 1303.9916 | 1307.1136 | 1309.0702 | 1309.7189 | 1310.0419 | 1309.5179 | 1294.92 | 1279.804 | 1264.0637 | 1247.6665 | 270.0023 | 245.0704 | 218.9804 | 191.6697 | 163.0725 | 133.1194 | 101.737 | 68.8479 | 34.3703 | -1.7822 | 12419.4388
|  | Interest |  | 1401.9355 | 1361.729 | 1319.311 | 1274.5601 | 1227.3479 | 1177.539 | 1124.9906 | 1069.5521 | 1011.0644 | 949.3599 | 1320.4623 | 1217.9049 | 1109.7069 | 995.558 | 875.1309 | 748.0803 | 614.042 | 472.6315 | 323.4434 | 166.05
|  | Initial Mortgage Payment |  | 2132.9641 | 2132.9641 | 2132.9641 | 2132.9641 | 2132.9641 | 2132.9641 | 2132.9641 | 2132.9641 | 2132.9641 | 2132.9641 | 2132.9641 | 2132.9641 | 2132.9641 | 2132.9641 | 2132.9641 | 2132.9641 | 2132.9641 | 2132.9641 | 2132.9641 | 2132.9641
|  | Storage Refresh Mortgage Payment | 2035 11: 1052.1774; 2036 12: 1052.1774; 2037 13: 1052.1774; 2038 14: 1052.1774; 2039 15: 1052.1774; 2040 16: 1052.1774; 2041 17: 1052.1774; 2042 18: 1052.1774; 2043 19: 1052.1774; 2044 20: 1052.1774
|  | Sinking Fund |  | 731.0286 | 771.2352 | 813.6531 | 858.404 | 905.6162 | 955.4251 | 1007.9735 | 1063.4121 | 1121.8997 | 1183.6042 | 1864.6792 | 1967.2366 | 2075.4346 | 2189.5835 | 2310.0106 | 2437.0612 | 2571.0996 | 2712.51 | 2861.6981 | 3019.0915
|  | Mortgage Balance | 25489.7372 | 24758.7086 | 23987.4735 | 23173.8204 | 22315.4164 | 21409.8001 | 20454.375 | 19446.4015 | 18382.9894 | 17261.0897 | 24008.405 | 22143.7258 | 20176.4892 | 18101.0545 | 15911.471 | 13601.4604 | 11164.3992 | 8593.2996 | 5880.7896 | 3019.0915 | 1.4552e-11
|  | Solar Depr | -24575.568 | 1228.7784 | 1228.7784 | 1228.7784 | 1228.7784 | 1228.7784 | 1228.7784 | 1228.7784 | 1228.7784 | 1228.7784 | 1228.7784 | 1228.7784 | 1228.7784 | 1228.7784 | 1228.7784 | 1228.7784 | 1228.7784 | 1228.7784 | 1228.7784 | 1228.7784 | 1228.7784
|  | Storage Depr | -16822.5614 | 1682.2561 | 1682.2561 | 1682.2561 | 1682.2561 | 1682.2561 | 1682.2561 | 1682.2561 | 1682.2561 | 1682.2561 | 1682.2561 | 1046.2954 | 1046.2954 | 1046.2954 | 1046.2954 | 1046.2954 | 1046.2954 | 1046.2954 | 1046.2954 | 1046.2954 | 1046.2954
|  | Accum Depreciation |  | 2911.0345 | 5822.0691 | 8733.1036 | 11644.1382 | 14555.1727 | 17466.2072 | 20377.2418 | 23288.2763 | 26199.3108 | 29110.3454 | 31385.4192 | 33660.4931 | 35935.5669 | 38210.6408 | 40485.7146 | 42760.7884 | 45035.8623 | 47310.9361 | 49586.01 | 51861.0838
|  | End Year Book Value |  | 38487.0948 | 35576.0603 | 32665.0257 | 29753.9912 | 26842.9567 | 23931.9221 | 21020.8876 | 18109.8531 | 15198.8185 | 12287.784 | 20475.6646 | 18200.5908 | 15925.5169 | 13650.4431 | 11375.3692 | 9100.2954 | 6825.2215 | 4550.1477 | 2275.0738 | 0
|  | Tax Dep |  | 7037.682 | 11260.2912 | 6756.1747 | 4053.7048 | 4053.7048 | 2026.8524 | 0 | 0 | 0 | 0 | 1494.7377 | 2562.3775 | 1830.2846 | 1307.3462 | 933.8187 | 933.8187 | 933.8187 | 466.7524 | 0 | 0
|  | After Tax Dep. Value |  | 1477.9132 | 2364.6611 | 1418.7967 | 851.278 | 851.278 | 425.639 | 0 | 0 | 0 | 0 | 313.8949 | 538.0993 | 384.3598 | 274.5427 | 196.1019 | 196.1019 | 196.1019 | 98.018 | 0 | 0
|  | Dep. Tax Equity | 0: 5995.3456; 2025 1: 14.48%
|  | PTC Tax Equity | 0: 1775.1622; 2025 1: 4.288%
| 75.8% | Debt | 0: 25489.7372; 2025 1: 61.57%
| 24.2% | Equity | 0: 8137.8844; 2025 1: 19.66%
|  | Total | 0: 41398.1294
|  | Check | 0: 0
Existing Residential Solar | bar: 0 to 2028 4
|  | MWh |  | 8.6425 | 8.6425 | 8.6425 | 8.6425 | 8.6425 | 8.6425 | 8.6425 | 8.6425 | 8.6425 | 8.6425 | 8.6425 | 8.6425 | 8.6425 | 8.6425 | 8.6425 | 8.6425 | 8.6425 | 8.6425 | 8.6425 | 8.6425
|  | PPA Rate ($/MWh) |  | 271.9468 | 271.9468 | 271.9468 | 271.9468 | 271.9468 | 271.9468 | 271.9468 | 271.9468 | 271.9468 | 271.9468 | 271.9468 | 271.9468 | 271.9468 | 271.9468 | 271.9468 | 271.9468 | 271.9468 | 271.9468 | 271.9468 | 271.9468
|  | Revenue |  | 2350.2997 | 2350.2997 | 2350.2997 | 2350.2997 | 2350.2997 | 2350.2997 | 2350.2997 | 2350.2997 | 2350.2997 | 2350.2997 | 2350.2997 | 2350.2997 | 2350.2997 | 2350.2997 | 2350.2997 | 2350.2997 | 2350.2997 | 2350.2997 | 2350.2997 | 2350.2997
|  | Fixed O&M |  | 158.7689 | 149.4282 | 139.5911 | 129.1979 | 118.2799 | 106.8189 | 108.2768 | 109.747 | 111.2296 | 112.7242 | 114.2308 | 115.7491 | 117.279 | 118.8201 | 120.3723 | 121.9352 | 123.5087 | 125.0924 | 126.686 | 128.2892
|  | Variable O&M |  | 0 | 0 | 0 | 0 | 0 | 0 | 0 | 0 | 0 | 0 | 0 | 0 | 0 | 0 | 0 | 0 | 0 | 0 | 0 | 0
|  | B&O Tax |  | 0 | 0 | 0 | 0 | 0 | 0 | 0 | 0 | 0 | 0 | 0 | 0 | 0 | 0 | 0 | 0 | 0 | 0 | 0 | 0
|  | Total Operating Costs |  | 158.7689 | 149.4282 | 139.5911 | 129.1979 | 118.2799 | 106.8189 | 108.2768 | 109.747 | 111.2296 | 112.7242 | 114.2308 | 115.7491 | 117.279 | 118.8201 | 120.3723 | 121.9352 | 123.5087 | 125.0924 | 126.686 | 128.2892
|  | EBITDA |  | 2191.5309 | 2200.8716 | 2210.7087 | 2221.1018 | 2232.0199 | 2243.4808 | 2242.023 | 2240.5527 | 2239.0702 | 2237.5755 | 2236.0689 | 2234.5506 | 2233.0208 | 2231.4796 | 2229.9275 | 2228.3645 | 2226.791 | 2225.2073 | 2223.6138 | 2222.0106
|  | Before Tax Earnings |  | -3242.0531 | -5939.1204 | -2988.853 | -1202.0758 | -1161.4955 | 192.4603 | 1535.2184 | 1568.5788 | 1603.8427 | 1641.1155 | 1680.5085 | 1722.1394 | 1766.1319 | 1812.6168 | 1861.7321 | 1913.6234 | 1968.4441 | 2026.3563 | 2087.5308 | 2152.1481
|  | PTC | 2025 1: 242.5854; 2026 2: 248.0031; 2027 3: 253.5418; 2028 4: 259.1197; 2029 5: 264.8204; 2030 6: 270.6464; 2031 7: 276.6007; 2032 8: 282.6859; 2033 9: 288.905; 2034 10: 295.2609
|  | Federal Tax |  | -923.4165 | -1495.2184 | -881.201 | -511.5557 | -508.7344 | -230.2298 | 45.7952 | 46.7157 | 47.902 | 49.3734 | 352.9068 | 361.6493 | 370.8877 | 380.6495 | 390.9637 | 401.8609 | 413.3733 | 425.5348 | 438.3815 | 451.9511
| 7.5% | Free Cash Flow | -26781.0676 | 3114.9474 | 3696.09 | 3091.9096 | 2732.6575 | 2740.7543 | 2473.7106 | 2196.2278 | 2193.837 | 2191.1682 | 2188.2021 | 1883.1621 | 1872.9013 | 1862.1331 | 1850.8301 | 1838.9637 | 1826.5036 | 1813.4178 | 1799.6725 | 1785.2323 | 1770.0595 | 8034.3203
| 11.52% | ROE | -5112.8373 | 576.1878 | 578.2621 | 580.4369 | 582.7432 | 585.1393 | 587.6218 | 579.537 | 571.061 | 562.1731 | 552.8511 | 543.072 | 532.8112 | 522.043 | 510.74 | 498.8736 | 486.4135 | 473.3276 | 459.5824 | 445.1421 | 429.9694 | 8034.3203
|  | Interest |  | 880.8024 | 855.5416 | 828.8914 | 800.7755 | 771.1132 | 739.8195 | 706.8046 | 671.9739 | 635.2275 | 596.46 | 555.5604 | 512.4113 | 466.8889 | 418.8628 | 368.1953 | 314.7411 | 258.3469 | 198.8511 | 136.0829 | 69.8625
|  | Mortgage Payment |  | 1340.0901 | 1340.0901 | 1340.0901 | 1340.0901 | 1340.0901 | 1340.0901 | 1340.0901 | 1340.0901 | 1340.0901 | 1340.0901 | 1340.0901 | 1340.0901 | 1340.0901 | 1340.0901 | 1340.0901 | 1340.0901 | 1340.0901 | 1340.0901 | 1340.0901 | 1340.0901
|  | Sinking Fund |  | 459.2877 | 484.5485 | 511.1987 | 539.3146 | 568.9769 | 600.2707 | 633.2855 | 668.1162 | 704.8626 | 743.6301 | 784.5297 | 827.6789 | 873.2012 | 921.2273 | 971.8948 | 1025.349 | 1081.7432 | 1141.2391 | 1204.0072 | 1270.2276
|  | Mortgage Balance | 16014.5897 | 15555.302 | 15070.7534 | 14559.5547 | 14020.2401 | 13451.2632 | 12850.9925 | 12217.707 | 11549.5907 | 10844.7281 | 10101.098 | 9316.5683 | 8488.8894 | 7615.6882 | 6694.4609 | 5722.5661 | 4697.2171 | 3615.4739 | 2474.2348 | 1270.2276 | -1.0914e-11
|  | Book Depr |  | 1339.0534 | 1339.0534 | 1339.0534 | 1339.0534 | 1339.0534 | 1339.0534 | 1339.0534 | 1339.0534 | 1339.0534 | 1339.0534 | 1339.0534 | 1339.0534 | 1339.0534 | 1339.0534 | 1339.0534 | 1339.0534 | 1339.0534 | 1339.0534 | 1339.0534 | 1339.0534
|  | Accum Depreciation |  | 1339.0534 | 2678.1068 | 4017.1601 | 5356.2135 | 6695.2669 | 8034.3203 | 9373.3737 | 10712.4271 | 12051.4804 | 13390.5338 | 14729.5872 | 16068.6406 | 17407.694 | 18746.7474 | 20085.8007 | 21424.8541 | 22763.9075 | 24102.9609 | 25442.0143 | 26781.0676
|  | End Year Book Value |  | 25442.0143 | 24102.9609 | 22763.9075 | 21424.8541 | 20085.8007 | 18746.7474 | 17407.694 | 16068.6406 | 14729.5872 | 13390.5338 | 12051.4804 | 10712.4271 | 9373.3737 | 8034.3203 | 6695.2669 | 5356.2135 | 4017.1601 | 2678.1068 | 1339.0534 | 0
|  | Tax Dep |  | 4552.7815 | 7284.4504 | 4370.6702 | 2622.4021 | 2622.4021 | 1311.2011 | 0 | 0 | 0 | 0 | 0 | 0 | 0 | 0 | 0 | 0 | 0 | 0 | 0 | 0
|  | After Tax Dep. Value |  | 956.0841 | 1529.7346 | 917.8408 | 550.7045 | 550.7045 | 275.3522 | 0 | 0 | 0 | 0 | 0 | 0 | 0 | 0 | 0 | 0 | 0 | 0 | 0 | 0
|  | Dep. Tax Equity | 0: 3878.4785; 2025 1: 14.48%
|  | PTC Tax Equity | 0: 1775.1622; 2025 1: 6.628%
| 75.8% | Debt | 0: 16014.5897; 2025 1: 59.8%
| 24.2% | Equity | 0: 5112.8373; 2025 1: 19.09%
|  | Total | 0: 26781.0676
|  | Check | 0: 0
Existing Residential Solar + Storage | bar: 0 to 2028 4
|  | MWh |  | 8.6425 | 8.6425 | 8.6425 | 8.6425 | 8.6425 | 8.6425 | 8.6425 | 8.6425 | 8.6425 | 8.6425 | 8.6425 | 8.6425 | 8.6425 | 8.6425 | 8.6425 | 8.6425 | 8.6425 | 8.6425 | 8.6425 | 8.6425
|  | PPA Rate ($/MWh) |  | 271.9468 | 271.9468 | 271.9468 | 271.9468 | 271.9468 | 271.9468 | 271.9468 | 271.9468 | 271.9468 | 271.9468 | 271.9468 | 271.9468 | 271.9468 | 271.9468 | 271.9468 | 271.9468 | 271.9468 | 271.9468 | 271.9468 | 271.9468
|  | Capacity Payment ($/kW-month) |  | 34.0248 | 34.0248 | 34.0248 | 34.0248 | 34.0248 | 34.0248 | 34.0248 | 34.0248 | 34.0248 | 34.0248 | 34.0248 | 34.0248 | 34.0248 | 34.0248 | 34.0248 | 34.0248 | 34.0248 | 34.0248 | 34.0248 | 34.0248
|  | Revenue |  | 4835.5912 | 4835.5912 | 4835.5912 | 4835.5912 | 4835.5912 | 4835.5912 | 4835.5912 | 4835.5912 | 4835.5912 | 4835.5912 | 4835.5912 | 4835.5912 | 4835.5912 | 4835.5912 | 4835.5912 | 4835.5912 | 4835.5912 | 4835.5912 | 4835.5912 | 4835.5912
|  | Solar Fixed O&M |  | 127.0151 | 119.5425 | 111.6729 | 103.3583 | 94.6239 | 85.4552 | 86.6214 | 87.7976 | 88.9836 | 90.1794 | 91.3846 | 92.5993 | 93.8232 | 95.0561 | 96.2978 | 97.5482 | 98.807 | 100.0739 | 101.3488 | 102.6313
|  | Storage Fixed O&M |  | 377.0036 | 369.8364 | 363.9537 | 359.5514 | 355.3267 | 351.9184 | 355.2621 | 358.4832 | 361.6742 | 364.832 | 367.9537 | 371.0362 | 374.0763 | 377.0705 | 380.0154 | 382.9074 | 385.7427 | 388.5175 | 391.2276 | 393.869
|  | Solar Variable O&M |  | 0 | 0 | 0 | 0 | 0 | 0 | 0 | 0 | 0 | 0 | 0 | 0 | 0 | 0 | 0 | 0 | 0 | 0 | 0 | 0
|  | B&O Tax |  | 0 | 0 | 0 | 0 | 0 | 0 | 0 | 0 | 0 | 0 | 0 | 0 | 0 | 0 | 0 | 0 | 0 | 0 | 0 | 0
|  | Total Operating Costs |  | 504.0187 | 489.3789 | 475.6265 | 462.9097 | 449.9506 | 437.3736 | 441.8835 | 446.2808 | 450.6578 | 455.0114 | 459.3384 | 463.6355 | 467.8995 | 472.1266 | 476.3133 | 480.4556 | 484.5497 | 488.5914 | 492.5764 | 496.5003
|  | Storage Reinvestment | 2035 11: 11267.7971
|  | EBITDA |  | 4331.5725 | 4346.2123 | 4359.9647 | 4372.6816 | 4385.6406 | 4398.2176 | 4393.7077 | 4389.3104 | 4384.9334 | 4380.5798 | 4376.2528 | 4371.9557 | 4367.6918 | 4363.4646 | 4359.278 | 4355.1356 | 4351.0415 | 4346.9998 | 4343.0148 | 4339.091
|  | Before Tax Earnings |  | -4827.7343 | -9348.8723 | -4404.0602 | -1411.6897 | -1347.3168 | 917.692 | 3168.5971 | 3224.5721 | 3283.888 | 3346.7304 | 1333.8232 | 291.0356 | 1192.5751 | 1875.365 | 2404.103 | 2537.8116 | 2679.1502 | 3331.5344 | 3992.0761 | 4158.9253
|  | PTC | 2025 1: 242.5854; 2026 2: 248.0031; 2027 3: 253.5418; 2028 4: 259.1197; 2029 5: 264.8204; 2030 6: 270.6464; 2031 7: 276.6007; 2032 8: 282.6859; 2033 9: 288.905; 2034 10: 295.2609
|  | Federal Tax |  | -1256.4096 | -2211.2663 | -1178.3945 | -555.5746 | -547.7569 | -77.9311 | 388.8047 | 394.4743 | 400.7115 | 407.5525 | 280.1029 | 61.1175 | 250.4408 | 393.8266 | 504.8616 | 532.9404 | 562.6215 | 699.6222 | 838.336 | 873.3743
| 7.5% | Free Cash Flow | -44897.6722 | 5587.9821 | 6557.4786 | 5538.3592 | 4928.2561 | 4933.3975 | 4476.1487 | 4004.903 | 3994.8361 | 3984.2219 | 3973.0273 | -7171.6471 | 4310.8382 | 4117.251 | 3969.638 | 3854.4163 | 3822.1952 | 3788.42 | 3647.3776 | 3504.6788 | 3465.7166 | 13469.3017
| 13.28% | ROE | -8862.1259 | 1419.7598 | 1422.1305 | 1423.2943 | 1423.1066 | 1422.5473 | 1421.0924 | 1405.5123 | 1389.3602 | 1372.5269 | 1354.9765 | 302.2052 | 275.4426 | 247.421 | 218.0725 | 187.3255 | 155.1044 | 121.3292 | 85.9156 | 48.7747 | 9.8125 | 13469.3017
|  | Interest |  | 1526.7026 | 1482.9178 | 1436.7248 | 1387.9912 | 1336.5773 | 1282.3356 | 1225.1106 | 1164.7382 | 1101.0454 | 1033.8494 | 1432.7122 | 1321.4366 | 1204.0409 | 1080.1884 | 949.5241 | 811.6732 | 666.2405 | 512.8089 | 350.9387 | 180.1656
|  | Initial Mortgage Payment |  | 2322.79 | 2322.79 | 2322.79 | 2322.79 | 2322.79 | 2322.79 | 2322.79 | 2322.79 | 2322.79 | 2322.79 | 2322.79 | 2322.79 | 2322.79 | 2322.79 | 2322.79 | 2322.79 | 2322.79 | 2322.79 | 2322.79 | 2322.79
|  | Storage Refresh Mortgage Payment | 2035 11: 1133.1141; 2036 12: 1133.1141; 2037 13: 1133.1141; 2038 14: 1133.1141; 2039 15: 1133.1141; 2040 16: 1133.1141; 2041 17: 1133.1141; 2042 18: 1133.1141; 2043 19: 1133.1141; 2044 20: 1133.1141
|  | Sinking Fund |  | 796.0874 | 839.8722 | 886.0652 | 934.7988 | 986.2127 | 1040.4544 | 1097.6794 | 1158.0518 | 1221.7446 | 1288.9406 | 2023.192 | 2134.4675 | 2251.8632 | 2375.7157 | 2506.3801 | 2644.231 | 2789.6637 | 2943.0952 | 3104.9654 | 3275.7385
|  | Mortgage Balance | 27758.229 | 26962.1416 | 26122.2694 | 25236.2042 | 24301.4054 | 23315.1927 | 22274.7383 | 21177.0589 | 20019.0072 | 18797.2625 | 26049.3122 | 24026.1202 | 21891.6527 | 19639.7895 | 17264.0738 | 14757.6937 | 12113.4628 | 9323.7991 | 6380.7039 | 3275.7385 | -7.276e-12
|  | Solar Depr | -26781.0676 | 1339.0534 | 1339.0534 | 1339.0534 | 1339.0534 | 1339.0534 | 1339.0534 | 1339.0534 | 1339.0534 | 1339.0534 | 1339.0534 | 1339.0534 | 1339.0534 | 1339.0534 | 1339.0534 | 1339.0534 | 1339.0534 | 1339.0534 | 1339.0534 | 1339.0534 | 1339.0534
|  | Storage Depr | -18116.6046 | 1811.6605 | 1811.6605 | 1811.6605 | 1811.6605 | 1811.6605 | 1811.6605 | 1811.6605 | 1811.6605 | 1811.6605 | 1811.6605 | 1126.7797 | 1126.7797 | 1126.7797 | 1126.7797 | 1126.7797 | 1126.7797 | 1126.7797 | 1126.7797 | 1126.7797 | 1126.7797
|  | Accum Depreciation |  | 3150.7138 | 6301.4277 | 9452.1415 | 12602.8554 | 15753.5692 | 18904.283 | 22054.9969 | 25205.7107 | 28356.4246 | 31507.1384 | 33972.9715 | 36438.8046 | 38904.6377 | 41370.4708 | 43836.3039 | 46302.137 | 48767.9701 | 51233.8032 | 53699.6363 | 56165.4694
|  | End Year Book Value |  | 41746.9584 | 38596.2446 | 35445.5307 | 32294.8169 | 29144.103 | 25993.3892 | 22842.6753 | 19691.9615 | 16541.2477 | 13390.5338 | 22192.4978 | 19726.6648 | 17260.8317 | 14794.9986 | 12329.1655 | 9863.3324 | 7397.4993 | 4931.6662 | 2465.8331 | -4.0018e-11
|  | Tax Dep |  | 7632.6043 | 12212.1668 | 7327.3001 | 4396.3801 | 4396.3801 | 2198.19 | 0 | 0 | 0 | 0 | 1609.7175 | 2759.4835 | 1971.0757 | 1407.9112 | 1005.6509 | 1005.6509 | 1005.6509 | 502.6564 | 0 | 0
|  | After Tax Dep. Value |  | 1602.8469 | 2564.555 | 1538.733 | 923.2398 | 923.2398 | 461.6199 | 0 | 0 | 0 | 0 | 338.0407 | 579.4915 | 413.9259 | 295.6614 | 211.1867 | 211.1867 | 211.1867 | 105.5579 | 0 | 0
|  | Dep. Tax Equity | 0: 6502.1551; 2025 1: 14.48%
|  | PTC Tax Equity | 0: 1775.1622; 2025 1: 3.954%
| 75.8% | Debt | 0: 27758.229; 2025 1: 61.83%
| 24.2% | Equity | 0: 8862.1259; 2025 1: 19.74%
|  | Total | 0: 44897.6722
|  | Check | 0: 0
Commercial Solar | bar: 0 to 2028 4
|  | MWh |  | 1504.8641 | 1504.8641 | 1504.8641 | 1504.8641 | 1504.8641 | 1504.8641 | 1504.8641 | 1504.8641 | 1504.8641 | 1504.8641 | 1504.8641 | 1504.8641 | 1504.8641 | 1504.8641 | 1504.8641 | 1504.8641 | 1504.8641 | 1504.8641 | 1504.8641 | 1504.8641
|  | PPA Rate ($/MWh) |  | 165.3804 | 165.3804 | 165.3804 | 165.3804 | 165.3804 | 165.3804 | 165.3804 | 165.3804 | 165.3804 | 165.3804 | 165.3804 | 165.3804 | 165.3804 | 165.3804 | 165.3804 | 165.3804 | 165.3804 | 165.3804 | 165.3804 | 165.3804
|  | Revenue |  | 248875.0035 | 248875.0035 | 248875.0035 | 248875.0035 | 248875.0035 | 248875.0035 | 248875.0035 | 248875.0035 | 248875.0035 | 248875.0035 | 248875.0035 | 248875.0035 | 248875.0035 | 248875.0035 | 248875.0035 | 248875.0035 | 248875.0035 | 248875.0035 | 248875.0035 | 248875.0035
|  | Fixed O&M |  | 17932.2677 | 17483.3734 | 17005.4842 | 16492.15 | 15947.9984 | 15371.9219 | 15574.5409 | 15778.6351 | 15984.1714 | 16191.1145 | 16399.4266 | 16609.0681 | 16819.9964 | 17032.1667 | 17245.5317 | 17460.0412 | 17675.6423 | 17892.2791 | 18109.893 | 18328.422
|  | Variable O&M |  | 0 | 0 | 0 | 0 | 0 | 0 | 0 | 0 | 0 | 0 | 0 | 0 | 0 | 0 | 0 | 0 | 0 | 0 | 0 | 0
|  | B&O Tax |  | 0 | 0 | 0 | 0 | 0 | 0 | 0 | 0 | 0 | 0 | 0 | 0 | 0 | 0 | 0 | 0 | 0 | 0 | 0 | 0
|  | Property Tax |  | 29866.5167 | 28202.3687 | 26630.9463 | 25147.0827 | 23745.8994 | 22422.7892 | 21173.4022 | 19993.6304 | 18879.5949 | 17827.6329 | 16834.2858 | 15896.2875 | 15010.554 | 14174.1731 | 13384.395 | 12638.6229 | 11934.4049 | 11269.4256 | 10641.4986 | 10048.5594
|  | Total Operating Costs |  | 47798.7844 | 45685.7421 | 43636.4305 | 41639.2327 | 39693.8978 | 37794.7112 | 36747.9431 | 35772.2655 | 34863.7663 | 34018.7474 | 33233.7124 | 32505.3555 | 31830.5503 | 31206.3398 | 30629.9267 | 30098.6641 | 29610.0472 | 29161.7047 | 28751.3916 | 28376.9814
|  | EBITDA |  | 201076.2191 | 203189.2614 | 205238.573 | 207235.7707 | 209181.1057 | 211080.2923 | 212127.0603 | 213102.7379 | 214011.2371 | 214856.2561 | 215641.291 | 216369.6479 | 217044.4531 | 217668.6636 | 218245.0767 | 218776.3393 | 219264.9563 | 219713.2987 | 220123.6119 | 220498.022
|  | Before Tax Earnings |  | -392475.6694 | -692539.8057 | -362946.1296 | -163240.8315 | -158405.3458 | -7230.5846 | 143259.4592 | 147628.8712 | 152117.7603 | 156740.0905 | -201161.91 | -455273.5572 | -272533.662 | -140348.1022 | -44204.9494 | -38465.3683 | -32481.9753 | 87088.8669 | 206864.3545 | 213690.958
|  | PTC | 2025 1: 42239.8697; 2026 2: 43183.2268; 2027 3: 44147.6522; 2028 4: 45118.9005; 2029 5: 46111.5163; 2030 6: 47125.9697; 2031 7: 48162.741; 2032 8: 49222.3213; 2033 9: 50305.2124; 2034 10: 51411.927
|  | Federal Tax |  | -124659.7602 | -188616.586 | -120366.3394 | -79399.4751 | -79376.6389 | -48644.3924 | -18078.2546 | -18220.2583 | -18360.4827 | -18496.508 | -42244.0011 | -95607.447 | -57232.069 | -29473.1015 | -9283.0394 | -8077.7273 | -6821.2148 | 18288.662 | 43441.5144 | 44875.1012
| 7.5% | Free Cash Flow | -2986651.6702 | 325735.9793 | 391805.8473 | 325604.9123 | 286635.2458 | 288557.7446 | 259724.6847 | 230205.3149 | 231322.9963 | 232371.7198 | 233352.7641 | 257885.2921 | 311977.0949 | 274276.5221 | 247141.7651 | 227528.1161 | 226854.0667 | 226086.1711 | 201424.6367 | 176682.0974 | 175622.9209 | 895995.5011
| 10.95% | ROE | -495457.808 | 46300.7808 | 47453.2129 | 48526.8699 | 49529.3655 | 50459.2485 | 51319.293 | 51470.7097 | 51528.8108 | 51494.6433 | 51368.9728 | 51152.2871 | 50844.7983 | 50446.4446 | 49956.8914 | 49375.5308 | 48701.4814 | 47933.5858 | 47070.4087 | 46110.2332 | 45051.0566 | 895995.5011
|  | Interest |  | 85821.1045 | 83359.8128 | 80763.1499 | 78023.6707 | 75133.52 | 72084.4111 | 68867.6012 | 65473.8667 | 61893.4768 | 58116.1655 | 54131.1021 | 49926.8602 | 45491.3849 | 40811.9586 | 35875.1638 | 30666.8453 | 25172.0692 | 19375.0805 | 13259.2574 | 6807.064
|  | Mortgage Payment |  | 130571.8642 | 130571.8642 | 130571.8642 | 130571.8642 | 130571.8642 | 130571.8642 | 130571.8642 | 130571.8642 | 130571.8642 | 130571.8642 | 130571.8642 | 130571.8642 | 130571.8642 | 130571.8642 | 130571.8642 | 130571.8642 | 130571.8642 | 130571.8642 | 130571.8642 | 130571.8642
|  | Sinking Fund |  | 44750.7597 | 47212.0514 | 49808.7143 | 52548.1936 | 55438.3442 | 58487.4531 | 61704.2631 | 65097.9975 | 68678.3874 | 72455.6987 | 76440.7621 | 80645.004 | 85080.4793 | 89759.9056 | 94696.7004 | 99905.0189 | 105399.795 | 111196.7837 | 117312.6068 | 123764.8002
|  | Mortgage Balance | 1560383.719 | 1515632.9594 | 1468420.9079 | 1418612.1937 | 1366064.0001 | 1310625.6559 | 1252138.2028 | 1190433.9397 | 1125335.9422 | 1056657.5548 | 984201.8561 | 907761.094 | 827116.09 | 742035.6107 | 652275.7051 | 557579.0047 | 457673.9857 | 352274.1907 | 241077.407 | 123764.8002 | 4.6566e-10
|  | Book Depr |  | 149332.5835 | 149332.5835 | 149332.5835 | 149332.5835 | 149332.5835 | 149332.5835 | 149332.5835 | 149332.5835 | 149332.5835 | 149332.5835 | 149332.5835 | 149332.5835 | 149332.5835 | 149332.5835 | 149332.5835 | 149332.5835 | 149332.5835 | 149332.5835 | 149332.5835 | 149332.5835
|  | Accum Depreciation |  | 149332.5835 | 298665.167 | 447997.7505 | 597330.334 | 746662.9176 | 895995.5011 | 1045328.0846 | 1194660.6681 | 1343993.2516 | 1493325.8351 | 1642658.4186 | 1791991.0021 | 1941323.5856 | 2090656.1691 | 2239988.7527 | 2389321.3362 | 2538653.9197 | 2687986.5032 | 2837319.0867 | 2986651.6702
|  | End Year Book Value |  | 2837319.0867 | 2687986.5032 | 2538653.9197 | 2389321.3362 | 2239988.7527 | 2090656.1691 | 1941323.5856 | 1791991.0021 | 1642658.4186 | 1493325.8351 | 1343993.2516 | 1194660.6681 | 1045328.0846 | 895995.5011 | 746662.9176 | 597330.334 | 447997.7505 | 298665.167 | 149332.5835 | 0
|  | Prop. Tax Value | 2986651.6702 | 2820236.8728 | 2663094.628 | 2514708.2737 | 2374589.9358 | 2242278.9244 | 2117340.2191 | 1999363.0385 | 1887959.4897 | 1782763.2932 | 1683428.5783 | 1589628.746 | 1501055.3953 | 1417417.3092 | 1338439.4971 | 1263862.2908 | 1193440.4907 | 1126942.5594 | 1064149.8609 | 1004855.9415 | 948865.8508 | 895995.5011
|  | Tax Dep |  | 507730.7839 | 812369.2543 | 487421.5526 | 292452.9315 | 292452.9315 | 146226.4658 | 0 | 0 | 0 | 0 | 362672.099 | 621716.3449 | 444086.7302 | 317204.8073 | 226574.8623 | 226574.8623 | 226574.8623 | 113249.3514 | 0 | 0
|  | After Tax Dep. Value |  | 106623.4646 | 170597.5434 | 102358.526 | 61415.1156 | 61415.1156 | 30707.5578 | 0 | 0 | 0 | 0 | 76161.1408 | 130560.4324 | 93258.2133 | 66613.0095 | 47580.7211 | 47580.7211 | 47580.7211 | 23782.3638 | 0 | 0
|  | Dep. Tax Equity | 0: 621712.2639; 2025 1: 20.82%
|  | PTC Tax Equity | 0: 309097.8792; 2025 1: 10.35%
| 75.9% | Debt | 0: 1560383.719; 2025 1: 52.25%
| 24.1% | Equity | 0: 495457.808; 2025 1: 16.59%
|  | Total | 0: 2986651.6702
|  | Check | 0: 0
Commercial Solar + Storage | bar: 0 to 2028 4
|  | MWh |  | 1504.8641 | 1504.8641 | 1504.8641 | 1504.8641 | 1504.8641 | 1504.8641 | 1504.8641 | 1504.8641 | 1504.8641 | 1504.8641 | 1504.8641 | 1504.8641 | 1504.8641 | 1504.8641 | 1504.8641 | 1504.8641 | 1504.8641 | 1504.8641 | 1504.8641 | 1504.8641
|  | PPA Rate ($/MWh) |  | 165.3804 | 165.3804 | 165.3804 | 165.3804 | 165.3804 | 165.3804 | 165.3804 | 165.3804 | 165.3804 | 165.3804 | 165.3804 | 165.3804 | 165.3804 | 165.3804 | 165.3804 | 165.3804 | 165.3804 | 165.3804 | 165.3804 | 165.3804
|  | Capacity Payment ($/kW-month) |  | 34.8423 | 34.8423 | 34.8423 | 34.8423 | 34.8423 | 34.8423 | 34.8423 | 34.8423 | 34.8423 | 34.8423 | 34.8423 | 34.8423 | 34.8423 | 34.8423 | 34.8423 | 34.8423 | 34.8423 | 34.8423 | 34.8423 | 34.8423
|  | Revenue |  | 666982.3222 | 666982.3222 | 666982.3222 | 666982.3222 | 666982.3222 | 666982.3222 | 666982.3222 | 666982.3222 | 666982.3222 | 666982.3222 | 666982.3222 | 666982.3222 | 666982.3222 | 666982.3222 | 666982.3222 | 666982.3222 | 666982.3222 | 666982.3222 | 666982.3222 | 666982.3222
|  | Solar Fixed O&M |  | 14345.8142 | 13986.6987 | 13604.3874 | 13193.72 | 12758.3987 | 12297.5375 | 12459.6327 | 12622.9081 | 12787.3371 | 12952.8916 | 13119.5413 | 13287.2544 | 13455.9971 | 13625.7334 | 13796.4254 | 13968.033 | 14140.5138 | 14313.8233 | 14487.9144 | 14662.7376
|  | Storage Fixed O&M |  | 31811.6599 | 31159.9418 | 30623.1944 | 30226.8278 | 29858.1346 | 29558.5285 | 29833.1175 | 30103.5322 | 30371.4059 | 30636.496 | 30898.5502 | 31157.3067 | 31412.4937 | 31663.8287 | 31911.0189 | 32153.7601 | 32391.7369 | 32624.6224 | 32852.0772 | 33073.7497
|  | Solar Variable O&M |  | 0 | 0 | 0 | 0 | 0 | 0 | 0 | 0 | 0 | 0 | 0 | 0 | 0 | 0 | 0 | 0 | 0 | 0 | 0 | 0
|  | B&O Tax |  | 0 | 0 | 0 | 0 | 0 | 0 | 0 | 0 | 0 | 0 | 0 | 0 | 0 | 0 | 0 | 0 | 0 | 0 | 0 | 0
|  | Property Tax |  | 58853.084 | 55573.8184 | 52477.272 | 49553.2636 | 46792.1795 | 44184.9417 | 41722.978 | 39398.1937 | 37202.9452 | 35130.015 | 33172.5874 | 49995.6011 | 45481.7461 | 41375.4247 | 37639.8427 | 34241.5278 | 31150.03 | 28337.6482 | 25779.1824 | 23451.7078
|  | Total Operating Costs |  | 105010.5581 | 100720.4589 | 96704.8538 | 92973.8113 | 89408.7128 | 86041.0077 | 84015.7283 | 82124.634 | 80361.6883 | 78719.4025 | 77190.6789 | 94440.1623 | 90350.2369 | 86664.9868 | 83347.2869 | 80363.3209 | 77682.2808 | 75276.0939 | 73119.174 | 71188.1951
|  | Storage Reinvestment | 2035 11: 1802847.539
|  | EBITDA |  | 561971.7641 | 566261.8633 | 570277.4685 | 574008.5109 | 577573.6094 | 580941.3145 | 582966.594 | 584857.6882 | 586620.6339 | 588262.9197 | 589791.6433 | 572542.16 | 576632.0854 | 580317.3354 | 583635.0353 | 586619.0013 | 589300.0414 | 591706.2283 | 593863.1482 | 595794.1271
|  | Before Tax Earnings |  | -630121.1067 | -1220637.7792 | -570503.7265 | -176464.0291 | -166446.8435 | 131872.5129 | 429223.8261 | 438691.2279 | 448447.1782 | 458522.0837 | 136231.7079 | -49743.9019 | 96565.7063 | 207315.811 | 292886.4221 | 314745.6612 | 337340.1144 | 441234.0662 | 545980.1414 | 571294.2739
|  | PTC | 2025 1: 42239.8697; 2026 2: 43183.2268; 2027 3: 44147.6522; 2028 4: 45118.9005; 2029 5: 46111.5163; 2030 6: 47125.9697; 2031 7: 48162.741; 2032 8: 49222.3213; 2033 9: 50305.2124; 2034 10: 51411.927
|  | Federal Tax |  | -174565.3021 | -299517.1604 | -163953.4347 | -82176.3466 | -81065.3534 | -19432.742 | 41974.2625 | 42902.8366 | 43868.695 | 44877.7105 | 28608.6587 | -10446.2194 | 20278.7983 | 43536.3203 | 61506.1486 | 66096.5889 | 70841.424 | 92659.1539 | 114655.8297 | 119971.7975
| 7.5% | Free Cash Flow | -5885308.4039 | 736537.0662 | 865779.0237 | 734230.9032 | 656184.8575 | 658638.9629 | 600374.0565 | 540992.3315 | 541954.8517 | 542751.9389 | 543385.2092 | -1241664.5543 | 582988.3794 | 556353.287 | 536781.0151 | 522128.8867 | 520522.4125 | 518458.6174 | 499047.0744 | 479207.3185 | 475822.3296 | 1765592.5212
| 15.03% | ROE | -1106079.6877 | 192697.8712 | 194933.1656 | 196888.1461 | 198551.3679 | 200012.8575 | 201243.8846 | 201335.7752 | 201238.715 | 200952.9112 | 200479.4668 | 34065.2234 | 17238.4799 | 17093.8885 | 16443.9437 | 15307.7633 | 13701.2891 | 11637.494 | 9126.565 | 6176.0651 | 2791.0762 | 1765592.5212
|  | Interest |  | 191590.4422 | 186095.7566 | 180298.8634 | 174183.1411 | 167731.054 | 160924.1021 | 153742.7679 | 146166.4603 | 138173.4558 | 129740.836 | 196005.136 | 180768.6996 | 164694.2591 | 147735.7244 | 129844.4703 | 110969.1972 | 91055.7842 | 70047.1334 | 47883.0068 | 24499.8532
|  | Initial Mortgage Payment |  | 291493.8153 | 291493.8153 | 291493.8153 | 291493.8153 | 291493.8153 | 291493.8153 | 291493.8153 | 291493.8153 | 291493.8153 | 291493.8153 | 291493.8153 | 291493.8153 | 291493.8153 | 291493.8153 | 291493.8153 | 291493.8153 | 291493.8153 | 291493.8153 | 291493.8153 | 291493.8153
|  | Storage Refresh Mortgage Payment | 2035 11: 181537.4381; 2036 12: 181537.4381; 2037 13: 181537.4381; 2038 14: 181537.4381; 2039 15: 181537.4381; 2040 16: 181537.4381; 2041 17: 181537.4381; 2042 18: 181537.4381; 2043 19: 181537.4381; 2044 20: 181537.4381
|  | Sinking Fund |  | 99903.3731 | 105398.0587 | 111194.9519 | 117310.6742 | 123762.7613 | 130569.7132 | 137751.0474 | 145327.355 | 153320.3596 | 161752.9793 | 277026.1174 | 292262.5538 | 308336.9943 | 325295.529 | 343186.7831 | 362062.0561 | 381975.4692 | 402984.12 | 425148.2466 | 448531.4002
|  | Mortgage Balance | 3483462.5849 | 3383559.2118 | 3278161.1531 | 3166966.2012 | 3049655.527 | 2925892.7657 | 2795323.0525 | 2657572.005 | 2512244.65 | 2358924.2905 | 3563729.7457 | 3286703.6283 | 2994441.0745 | 2686104.0802 | 2360808.5512 | 2017621.7682 | 1655559.712 | 1273584.2428 | 870600.1228 | 445451.8762 | -3079.524
|  | Solar Depr | -2986651.6702 | 149332.5835 | 149332.5835 | 149332.5835 | 149332.5835 | 149332.5835 | 149332.5835 | 149332.5835 | 149332.5835 | 149332.5835 | 149332.5835 | 149332.5835 | 149332.5835 | 149332.5835 | 149332.5835 | 149332.5835 | 149332.5835 | 149332.5835 | 149332.5835 | 149332.5835 | 149332.5835
|  | Storage Depr | -2898656.7336 | 289865.6734 | 289865.6734 | 289865.6734 | 289865.6734 | 289865.6734 | 289865.6734 | 289865.6734 | 289865.6734 | 289865.6734 | 289865.6734 | 180284.7539 | 180284.7539 | 180284.7539 | 180284.7539 | 180284.7539 | 180284.7539 | 180284.7539 | 180284.7539 | 180284.7539 | 180284.7539
|  | Accum Depreciation |  | 439198.2569 | 878396.5138 | 1317594.7706 | 1756793.0275 | 2195991.2844 | 2635189.5413 | 3074387.7981 | 3513586.055 | 3952784.3119 | 4391982.5688 | 4721599.9062 | 5051217.2436 | 5380834.581 | 5710451.9184 | 6040069.2558 | 6369686.5932 | 6699303.9306 | 7028921.268 | 7358538.6054 | 7688155.9428
|  | End Year Book Value |  | 5446110.147 | 5006911.8901 | 4567713.6332 | 4128515.3764 | 3689317.1195 | 3250118.8626 | 2810920.6057 | 2371722.3489 | 1932524.092 | 1493325.8351 | 2966556.0367 | 2636938.6993 | 2307321.3619 | 1977704.0244 | 1648086.687 | 1318469.3496 | 988852.0122 | 659234.6748 | 329617.3374 | 6.2864e-09
|  | Prop. Tax Value | 5885308.4039 | 5557381.8447 | 5247727.1959 | 4955326.3556 | 4679217.9497 | 4418494.1717 | 4172297.7974 | 3939819.3669 | 3720294.523 | 3513001.498 | 3317258.7409 | 4999560.1064 | 4548174.6068 | 4137542.4664 | 3763984.2666 | 3424152.7848 | 3115003.0031 | 2833764.8228 | 2577918.2436 | 2345170.7839 | 2133436.9386 | 1765592.5212
|  | Tax Dep |  | 1000502.4287 | 1600803.8858 | 960482.3315 | 576289.3989 | 576289.3989 | 288144.6995 | 0 | 0 | 0 | 0 | 257554.7994 | 441517.3623 | 315372.12 | 225265.8 | 160904.1429 | 160904.1429 | 160904.1429 | 80425.0287 | 0 | 0
|  | After Tax Dep. Value |  | 210105.51 | 336168.816 | 201701.2896 | 121020.7738 | 121020.7738 | 60510.3869 | 0 | 0 | 0 | 0 | 54086.5079 | 92718.6461 | 66228.1452 | 47305.818 | 33789.87 | 33789.87 | 33789.87 | 16889.256 | 0 | 0
|  | Dep. Tax Equity | 0: 986668.252; 2025 1: 16.76%
|  | PTC Tax Equity | 0: 309097.8792; 2025 1: 5.252%
| 75.9% | Debt | 0: 3483462.5849; 2025 1: 59.19%
| 24.1% | Equity | 0: 1106079.6877; 2025 1: 18.79%
|  | Total | 0: 5885308.4039
|  | Check | 0: 0
Solar Photovoltaic Fixed Array (5 MW AC) | bar: 0 to 2028 4
|  | MWh |  | 12034.7548 | 12034.7548 | 12034.7548 | 12034.7548 | 12034.7548 | 12034.7548 | 12034.7548 | 12034.7548 | 12034.7548 | 12034.7548 | 12034.7548 | 12034.7548 | 12034.7548 | 12034.7548 | 12034.7548 | 12034.7548 | 12034.7548 | 12034.7548 | 12034.7548 | 12034.7548
|  | PPA Rate ($/MWh) |  | 60.9531 | 60.9531 | 60.9531 | 60.9531 | 60.9531 | 60.9531 | 60.9531 | 60.9531 | 60.9531 | 60.9531 | 60.9531 | 60.9531 | 60.9531 | 60.9531 | 60.9531 | 60.9531 | 60.9531 | 60.9531 | 60.9531 | 60.9531
|  | Revenue |  | 733556.0534 | 733556.0534 | 733556.0534 | 733556.0534 | 733556.0534 | 733556.0534 | 733556.0534 | 733556.0534 | 733556.0534 | 733556.0534 | 733556.0534 | 733556.0534 | 733556.0534 | 733556.0534 | 733556.0534 | 733556.0534 | 733556.0534 | 733556.0534 | 733556.0534 | 733556.0534
|  | Fixed O&M |  | 134067.6355 | 132595.5901 | 131003.6409 | 129244.7823 | 127357.3885 | 125336.4422 | 127246.405 | 129181.9719 | 131143.3568 | 133130.7709 | 135144.4223 | 137184.5161 | 139251.2539 | 141344.8336 | 143465.4493 | 145613.2908 | 147788.5436 | 149991.3884 | 152222.0008 | 154480.5511
|  | Variable O&M |  | 0 | 0 | 0 | 0 | 0 | 0 | 0 | 0 | 0 | 0 | 0 | 0 | 0 | 0 | 0 | 0 | 0 | 0 | 0 | 0
|  | B&O Tax |  | 2017.2791 | 2017.2791 | 2017.2791 | 2017.2791 | 2017.2791 | 2017.2791 | 2017.2791 | 2017.2791 | 2017.2791 | 2017.2791 | 2017.2791 | 2017.2791 | 2017.2791 | 2017.2791 | 2017.2791 | 2017.2791 | 2017.2791 | 2017.2791 | 2017.2791 | 2017.2791
|  | Property Tax |  | 90915.5755 | 85849.8032 | 81066.2934 | 76549.3185 | 72284.0272 | 68256.3959 | 64453.1823 | 60861.8819 | 57470.687 | 54268.448 | 51244.6361 | 48389.3096 | 45693.0805 | 43147.0839 | 40742.9491 | 38472.7716 | 36329.0872 | 34304.8479 | 32393.3982 | 30588.4536
|  | Total Operating Costs |  | 227000.4901 | 220462.6725 | 214087.2135 | 207811.3799 | 201658.6948 | 195610.1173 | 193716.8664 | 192061.133 | 190631.323 | 189416.498 | 188406.3376 | 187591.1048 | 186961.6135 | 186509.1967 | 186225.6775 | 186103.3415 | 186134.91 | 186313.5155 | 186632.6782 | 187086.2839
|  | EBITDA |  | 506555.5633 | 513093.3809 | 519468.8399 | 525744.6735 | 531897.3586 | 537945.9361 | 539839.187 | 541494.9204 | 542924.7304 | 544139.5554 | 545149.7158 | 545964.9486 | 546594.4399 | 547046.8567 | 547330.3759 | 547452.7119 | 547421.1434 | 547242.5379 | 546923.3752 | 546469.7695
|  | Before Tax Earnings |  | -1253381.9499 | -2168034.9358 | -1166011.8058 | -559396.1441 | -546024.1452 | -87236.5342 | 367814.6509 | 377947.6013 | 388320.8752 | 398971.0546 | 409935.514 | 421252.5321 | 432961.407 | 445102.5734 | 457717.7234 | 470849.93 | 484543.775 | 498845.4807 | 513803.0463 | 529466.389
|  | PTC | 2025 1: 337802.2473; 2026 2: 345346.4974; 2027 3: 353059.2359; 2028 4: 360826.5391; 2029 5: 368764.7229; 2030 6: 376877.5468; 2031 7: 385168.8529; 2032 8: 393642.5676; 2033 9: 402302.7041; 2034 10: 411153.3636
|  | Federal Tax |  | -601012.4567 | -800633.834 | -597921.7151 | -478299.7293 | -483429.7934 | -395197.219 | -307927.7762 | -314273.5714 | -320755.3203 | -327369.4421 | 86086.4579 | 88463.0317 | 90921.8955 | 93471.5404 | 96120.7219 | 98878.4853 | 101754.1927 | 104757.5509 | 107898.6397 | 111187.9417
| 7.5% | Free Cash Flow | -9091557.5462 | 1107568.0201 | 1313727.2149 | 1117390.555 | 1004044.4028 | 1015327.152 | 933143.1552 | 847766.9632 | 855768.4918 | 863680.0507 | 871508.9975 | 459063.2579 | 457501.9168 | 455672.5445 | 453575.3163 | 451209.6539 | 448574.2266 | 445666.9507 | 442484.987 | 439024.7355 | 435281.8278 | 2727467.2639
| 10.39% | ROE | -1405288.1523 | 119041.4146 | 122915.1966 | 126589.7051 | 130110.5939 | 133455.1592 | 136634.0965 | 136442.3565 | 135970.1704 | 135221.5928 | 134199.8801 | 132907.5041 | 131346.1631 | 129516.7907 | 127419.5625 | 125053.9002 | 122418.4728 | 119511.1969 | 116329.2332 | 112868.9817 | 109126.0741 | 2727467.2639
|  | Interest |  | 214372.7304 | 208224.6641 | 201738.4542 | 194895.5027 | 187676.1889 | 180059.8128 | 172024.5361 | 163547.3191 | 154603.8552 | 145168.5008 | 135214.2019 | 124712.4165 | 113633.033 | 101944.2833 | 89612.6524 | 76602.7819 | 62877.3684 | 48397.0572 | 33120.3289 | 17003.3805
|  | Mortgage Payment |  | 326155.7538 | 326155.7538 | 326155.7538 | 326155.7538 | 326155.7538 | 326155.7538 | 326155.7538 | 326155.7538 | 326155.7538 | 326155.7538 | 326155.7538 | 326155.7538 | 326155.7538 | 326155.7538 | 326155.7538 | 326155.7538 | 326155.7538 | 326155.7538 | 326155.7538 | 326155.7538
|  | Sinking Fund |  | 111783.0234 | 117931.0897 | 124417.2996 | 131260.2511 | 138479.5649 | 146095.941 | 154131.2177 | 162608.4347 | 171551.8986 | 180987.253 | 190941.5519 | 201443.3373 | 212522.7208 | 224211.4705 | 236543.1013 | 249552.9719 | 263278.3854 | 277758.6966 | 293035.4249 | 309152.3733
|  | Mortgage Balance | 3897686.0074 | 3785902.984 | 3667971.8943 | 3543554.5947 | 3412294.3437 | 3273814.7788 | 3127718.8378 | 2973587.6201 | 2810979.1855 | 2639427.2869 | 2458440.0339 | 2267498.4819 | 2066055.1447 | 1853532.4238 | 1629320.9534 | 1392777.852 | 1143224.8801 | 879946.4947 | 602187.7981 | 309152.3733 | -2.5029e-09
|  | Book Depr |  | 363662.3018 | 363662.3018 | 363662.3018 | 363662.3018 | 363662.3018 | 363662.3018 | 363662.3018 | 363662.3018 | 363662.3018 | 363662.3018 | 363662.3018 | 363662.3018 | 363662.3018 | 363662.3018 | 363662.3018 | 363662.3018 | 363662.3018 | 363662.3018 | 363662.3018 | 363662.3018
|  | Accum Depreciation |  | 363662.3018 | 727324.6037 | 1090986.9055 | 1454649.2074 | 1818311.5092 | 2181973.8111 | 2545636.1129 | 2909298.4148 | 3272960.7166 | 3636623.0185 | 4000285.3203 | 4363947.6222 | 4727609.924 | 5091272.2259 | 5454934.5277 | 5818596.8296 | 6182259.1314 | 6545921.4333 | 6909583.7351 | 7273246.037
|  | End Year Book Value |  | 8727895.2444 | 8364232.9425 | 8000570.6407 | 7636908.3388 | 7273246.037 | 6909583.7351 | 6545921.4333 | 6182259.1314 | 5818596.8296 | 5454934.5277 | 5091272.2259 | 4727609.924 | 4363947.6222 | 4000285.3203 | 3636623.0185 | 3272960.7166 | 2909298.4148 | 2545636.1129 | 2181973.8111 | 1818311.5092
|  | Prop. Tax Value | 9091557.5462 | 8584980.3239 | 8106629.3412 | 7654931.8457 | 7228402.7178 | 6825639.5881 | 6445318.2267 | 6086188.189 | 5747068.7046 | 5426844.7951 | 5124463.6081 | 4838930.9557 | 4569308.0457 | 4314708.3947 | 4074294.9141 | 3847277.1573 | 3632908.7208 | 3430484.7908 | 3239339.8249 | 3058845.3648 | 2888407.9694 | 2727467.2639
|  | Tax Dep |  | 1545564.7829 | 2472903.6526 | 1483742.1915 | 890245.3149 | 890245.3149 | 445122.6575 | 0 | 0 | 0 | 0 | 0 | 0 | 0 | 0 | 0 | 0 | 0 | 0 | 0 | 0
|  | After Tax Dep. Value |  | 324568.6044 | 519309.767 | 311585.8602 | 186951.5161 | 186951.5161 | 93475.7581 | 0 | 0 | 0 | 0 | 0 | 0 | 0 | 0 | 0 | 0 | 0 | 0 | 0 | 0
|  | Dep. Tax Equity | 0: 1316654.3998; 2025 1: 14.48%
|  | PTC Tax Equity | 0: 2471928.9867; 2025 1: 27.19%
| 73.5% | Debt | 0: 3897686.0074; 2025 1: 42.87%
| 26.5% | Equity | 0: 1405288.1523; 2025 1: 15.46%
|  | Total | 0: 9091557.5462
|  | Check | 0: 0
Solar Photovoltaic Fixed Array (5 MW AC) + Storage | bar: 0 to 2028 4
|  | MWh |  | 12034.7548 | 12034.7548 | 12034.7548 | 12034.7548 | 12034.7548 | 12034.7548 | 12034.7548 | 12034.7548 | 12034.7548 | 12034.7548 | 12034.7548 | 12034.7548 | 12034.7548 | 12034.7548 | 12034.7548 | 12034.7548 | 12034.7548 | 12034.7548 | 12034.7548 | 12034.7548
|  | PPA Rate ($/MWh) |  | 60.9531 | 60.9531 | 60.9531 | 60.9531 | 60.9531 | 60.9531 | 60.9531 | 60.9531 | 60.9531 | 60.9531 | 60.9531 | 60.9531 | 60.9531 | 60.9531 | 60.9531 | 60.9531 | 60.9531 | 60.9531 | 60.9531 | 60.9531
|  | Capacity Payment ($/kW-month) |  | 18.829 | 18.829 | 18.829 | 18.829 | 18.829 | 18.829 | 18.829 | 18.829 | 18.829 | 18.829 | 18.829 | 18.829 | 18.829 | 18.829 | 18.829 | 18.829 | 18.829 | 18.829 | 18.829 | 18.829
|  | Revenue |  | 1863295.1549 | 1863295.1549 | 1863295.1549 | 1863295.1549 | 1863295.1549 | 1863295.1549 | 1863295.1549 | 1863295.1549 | 1863295.1549 | 1863295.1549 | 1863295.1549 | 1863295.1549 | 1863295.1549 | 1863295.1549 | 1863295.1549 | 1863295.1549 | 1863295.1549 | 1863295.1549 | 1863295.1549 | 1863295.1549
|  | Solar Fixed O&M |  | 107254.1084 | 106076.4721 | 104802.9127 | 103395.8258 | 101885.9108 | 100269.1538 | 101797.124 | 103345.5775 | 104914.6855 | 106504.6167 | 108115.5379 | 109747.6129 | 111401.0031 | 113075.8669 | 114772.3594 | 116490.6326 | 118230.8349 | 119993.1107 | 121777.6006 | 123584.4409
|  | Storage Fixed O&M |  | 68092.2862 | 66643.7385 | 65433.8137 | 63770.9853 | 62707.9058 | 61567.1855 | 62166.4197 | 62730.2567 | 63288.8139 | 63841.5863 | 64388.0488 | 64927.6563 | 65459.8428 | 65984.0205 | 66499.5795 | 67005.8867 | 67502.2857 | 67988.0954 | 68462.6097 | 68925.0963
|  | Solar Variable O&M |  | 0 | 0 | 0 | 0 | 0 | 0 | 0 | 0 | 0 | 0 | 0 | 0 | 0 | 0 | 0 | 0 | 0 | 0 | 0 | 0
|  | B&O Tax |  | 2017.2791 | 2017.2791 | 2017.2791 | 2017.2791 | 2017.2791 | 2017.2791 | 2017.2791 | 2017.2791 | 2017.2791 | 2017.2791 | 2017.2791 | 2017.2791 | 2017.2791 | 2017.2791 | 2017.2791 | 2017.2791 | 2017.2791 | 2017.2791 | 2017.2791 | 2017.2791
|  | Property Tax |  | 182146.6474 | 171997.5236 | 162413.9042 | 153364.2794 | 144818.8954 | 136749.656 | 129130.0308 | 121934.9675 | 115140.8097 | 108725.219 | 102667.102 | 141545.2224 | 129812.8515 | 119052.9509 | 109184.9147 | 100134.8182 | 91834.8643 | 84222.8752 | 77241.8271 | 70839.4226
|  | Total Operating Costs |  | 359510.3211 | 346735.0133 | 334667.9097 | 322548.3697 | 311429.9911 | 300603.2745 | 295110.8537 | 290028.0809 | 285361.5882 | 281088.7012 | 277187.9678 | 318237.7708 | 308690.9765 | 300130.1174 | 292474.1327 | 285648.6168 | 279585.2641 | 274221.3605 | 269499.3165 | 265366.2389
|  | Storage Reinvestment | 2035 11: 4313403.9393
|  | EBITDA |  | 1503784.8338 | 1516560.1416 | 1528627.2452 | 1540746.7852 | 1551865.1638 | 1562691.8804 | 1568184.3012 | 1573267.074 | 1577933.5667 | 1582206.4537 | 1586107.1871 | 1545057.3841 | 1554604.1784 | 1563165.0375 | 1570821.0222 | 1577646.5381 | 1583709.8908 | 1589073.7944 | 1593795.8384 | 1597928.916
|  | Before Tax Earnings |  | -2122472.0518 | -3952399.2743 | -1942547.7439 | -724464.3968 | -695505.4482 | 225933.0553 | 1143072.4622 | 1169104.3704 | 1195872.2009 | 1223461.9994 | 455923.3773 | 13928.9152 | 366635.3914 | 634405.2821 | 842074.2708 | 897455.6168 | 954745.3701 | 1206703.4781 | 1460862.7364 | 1525147.9731
|  | PTC | 2025 1: 337802.2473; 2026 2: 345346.4974; 2027 3: 353059.2359; 2028 4: 360826.5391; 2029 5: 368764.7229; 2030 6: 376877.5468; 2031 7: 385168.8529; 2032 8: 393642.5676; 2033 9: 402302.7041; 2034 10: 411153.3636
|  | Federal Tax |  | -783521.3781 | -1175350.345 | -760994.2621 | -512964.0624 | -514820.8671 | -329431.6052 | -145123.6358 | -148130.6499 | -151169.5419 | -154226.3437 | 95743.9092 | 2925.0722 | 76993.4322 | 133225.1092 | 176835.5969 | 188465.6795 | 200496.5277 | 253407.7304 | 306781.1746 | 320281.0744
| 7.5% | Free Cash Flow | -18214664.7397 | 2287306.2119 | 2691910.4867 | 2289621.5073 | 2053710.8476 | 2066686.0309 | 1892123.4856 | 1713307.937 | 1721397.7239 | 1729103.1086 | 1736432.7975 | -2823040.6615 | 1542132.3119 | 1477610.7462 | 1429939.9282 | 1393985.4253 | 1389180.8586 | 1383213.3631 | 1335666.064 | 1287014.6637 | 1277647.8417 | 5464399.4219
| 12.36% | ROE | -3472787.3385 | 493235.2236 | 500137.1294 | 506304.0716 | 512327.3047 | 517364.3041 | 521964.8319 | 522133.8743 | 521749.9464 | 520795.1946 | 519274.224 | 134349.8498 | 93689.5389 | 92547.8366 | 90149.6437 | 86532.7301 | 81728.1634 | 75760.6679 | 68648.9427 | 60405.9419 | 51039.1198 | 5464399.4219
|  | Interest |  | 529763.8798 | 514570.6067 | 498541.7035 | 481631.2107 | 463790.6407 | 444968.8394 | 425111.839 | 404162.7036 | 382061.3658 | 358744.4544 | 513970.9231 | 474775.8441 | 433425.0359 | 389799.9331 | 343775.4497 | 295219.6198 | 243993.2192 | 189949.3665 | 132933.102 | 72780.9429
|  | Initial Mortgage Payment |  | 806005.2099 | 806005.2099 | 806005.2099 | 806005.2099 | 806005.2099 | 806005.2099 | 806005.2099 | 806005.2099 | 806005.2099 | 806005.2099 | 806005.2099 | 806005.2099 | 806005.2099 | 806005.2099 | 806005.2099 | 806005.2099 | 806005.2099 | 806005.2099 | 806005.2099 | 806005.2099
|  | Storage Refresh Mortgage Payment | 2035 11: 420603.512; 2036 12: 420603.512; 2037 13: 420603.512; 2038 14: 420603.512; 2039 15: 420603.512; 2040 16: 420603.512; 2041 17: 420603.512; 2042 18: 420603.512; 2043 19: 420603.512; 2044 20: 420603.512
|  | Sinking Fund |  | 276241.33 | 291434.6032 | 307463.5063 | 324373.9992 | 342214.5691 | 361036.3704 | 380893.3708 | 401842.5062 | 423943.8441 | 447260.7555 | 712637.7988 | 751832.8777 | 793183.686 | 836808.7887 | 882833.2721 | 931389.102 | 982615.5027 | 1036659.3553 | 1093675.6198 | 1153827.7789
|  | Mortgage Balance | 9632070.5427 | 9355829.2127 | 9064394.6095 | 8756931.1032 | 8432557.104 | 8090342.5349 | 7729306.1644 | 7348412.7936 | 6946570.2874 | 6522626.4433 | 9344925.8739 | 8632288.0751 | 7880455.1974 | 7087271.5114 | 6250462.7227 | 5367629.4506 | 4436240.3486 | 3453624.8459 | 2416965.4906 | 1323289.8708 | 169462.0918
|  | Solar Depr | -9091557.5462 | 363662.3018 | 363662.3018 | 363662.3018 | 363662.3018 | 363662.3018 | 363662.3018 | 363662.3018 | 363662.3018 | 363662.3018 | 363662.3018 | 363662.3018 | 363662.3018 | 363662.3018 | 363662.3018 | 363662.3018 | 363662.3018 | 363662.3018 | 363662.3018 | 363662.3018 | 363662.3018
|  | Storage Depr | -9123107.1934 | 912310.7193 | 912310.7193 | 912310.7193 | 912310.7193 | 912310.7193 | 912310.7193 | 912310.7193 | 912310.7193 | 912310.7193 | 912310.7193 | 431340.3939 | 431340.3939 | 431340.3939 | 431340.3939 | 431340.3939 | 431340.3939 | 431340.3939 | 431340.3939 | 431340.3939 | 431340.3939
|  | Accum Depreciation |  | 1275973.0212 | 2551946.0424 | 3827919.0636 | 5103892.0848 | 6379865.106 | 7655838.1272 | 8931811.1484 | 10207784.1695 | 11483757.1907 | 12759730.2119 | 13554732.9077 | 14349735.6035 | 15144738.2993 | 15939740.9951 | 16734743.6909 | 17529746.3866 | 18324749.0824 | 19119751.7782 | 19914754.474 | 20709757.1698
|  | End Year Book Value |  | 16938691.7185 | 15662718.6973 | 14386745.6761 | 13110772.6549 | 11834799.6337 | 10558826.6125 | 9282853.5913 | 8006880.5701 | 6730907.5489 | 5454934.5277 | 8973335.7713 | 8178333.0755 | 7383330.3797 | 6588327.6839 | 5793324.9882 | 4998322.2924 | 4203319.5966 | 3408316.9008 | 2613314.205 | 1818311.5092
|  | Prop. Tax Value | 18214664.7397 | 17199752.3638 | 16241390.4183 | 15336427.9404 | 14481889.5374 | 13674965.604 | 12913003.0848 | 12193496.7514 | 11514080.9656 | 10872521.9012 | 10266710.1999 | 14154522.2396 | 12981285.1492 | 11905295.0903 | 10918491.4712 | 10013481.8249 | 9183486.4296 | 8422287.5197 | 7724182.7065 | 7083942.2596 | 6496769.9294 | 5464399.4219
|  | Tax Dep |  | 3096493.0057 | 4954388.8092 | 2972633.2855 | 1783579.9713 | 1783579.9713 | 891789.9857 | 0 | 0 | 0 | 0 | 616212.8868 | 1056352.6247 | 754543.7511 | 538959.8222 | 384971.3016 | 384971.3016 | 384971.3016 | 192420.9497 | 0 | 0
|  | After Tax Dep. Value |  | 650263.5312 | 1040421.6499 | 624252.99 | 374551.794 | 374551.794 | 187275.897 | 0 | 0 | 0 | 0 | 129404.7062 | 221834.0512 | 158454.1877 | 113181.5627 | 80843.9733 | 80843.9733 | 80843.9733 | 40408.3994 | 0 | 0
|  | Dep. Tax Equity | 0: 2637877.8717; 2025 1: 14.48%
|  | PTC Tax Equity | 0: 2471928.9867; 2025 1: 13.57%
| 73.5% | Debt | 0: 9632070.5427; 2025 1: 52.88%
| 26.5% | Equity | 0: 3472787.3385; 2025 1: 19.07%
|  | Total | 0: 18214664.7397
|  | Check | 0: 0
Solar Photovoltaic w/Single Axis Tracking (100 MW AC) | bar: 0 to 2028 4
|  | MWh |  | 240695.0952 | 240695.0952 | 240695.0952 | 240695.0952 | 240695.0952 | 240695.0952 | 240695.0952 | 240695.0952 | 240695.0952 | 240695.0952 | 240695.0952 | 240695.0952 | 240695.0952 | 240695.0952 | 240695.0952 | 240695.0952 | 240695.0952 | 240695.0952 | 240695.0952 | 240695.0952
|  | PPA Rate ($/MWh) |  | 33.5064 | 33.5064 | 33.5064 | 33.5064 | 33.5064 | 33.5064 | 33.5064 | 33.5064 | 33.5064 | 33.5064 | 33.5064 | 33.5064 | 33.5064 | 33.5064 | 33.5064 | 33.5064 | 33.5064 | 33.5064 | 33.5064 | 33.5064
|  | Revenue |  | 8064833.9987 | 8064833.9987 | 8064833.9987 | 8064833.9987 | 8064833.9987 | 8064833.9987 | 8064833.9987 | 8064833.9987 | 8064833.9987 | 8064833.9987 | 8064833.9987 | 8064833.9987 | 8064833.9987 | 8064833.9987 | 8064833.9987 | 8064833.9987 | 8064833.9987 | 8064833.9987 | 8064833.9987 | 8064833.9987
|  | Fixed O&M |  | 2154658.427 | 2131000.5547 | 2105415.6573 | 2077148.2869 | 2046815.1717 | 2014335.6786 | 2045031.5088 | 2076138.8344 | 2107661.0922 | 2139601.6755 | 2171963.9304 | 2204751.1518 | 2237966.58 | 2271613.3966 | 2305694.7202 | 2340213.6023 | 2375173.0228 | 2410575.8855 | 2446425.013 | 2482723.1423
|  | Variable O&M |  | 0 | 0 | 0 | 0 | 0 | 0 | 0 | 0 | 0 | 0 | 0 | 0 | 0 | 0 | 0 | 0 | 0 | 0 | 0 | 0
|  | B&O Tax |  | 22178.2935 | 22178.2935 | 22178.2935 | 22178.2935 | 22178.2935 | 22178.2935 | 22178.2935 | 22178.2935 | 22178.2935 | 22178.2935 | 22178.2935 | 22178.2935 | 22178.2935 | 22178.2935 | 22178.2935 | 22178.2935 | 22178.2935 | 22178.2935 | 22178.2935 | 22178.2935
|  | Property Tax |  | 1200771.7514 | 1133865.3258 | 1070686.8941 | 1011028.7343 | 954694.6986 | 901499.5682 | 851268.445 | 803836.1759 | 759046.81 | 716753.0861 | 676815.9482 | 639104.0885 | 603493.5155 | 569867.1465 | 538114.4226 | 508130.9453 | 479818.1329 | 453082.8969 | 427837.3354 | 403998.4444
|  | Total Operating Costs |  | 3377608.4719 | 3287044.174 | 3198280.8449 | 3110355.3147 | 3023688.1638 | 2938013.5404 | 2918478.2474 | 2902153.3038 | 2888886.1958 | 2878533.0552 | 2870958.1721 | 2866033.5338 | 2863638.3889 | 2863658.8365 | 2865987.4363 | 2870522.8411 | 2877169.4493 | 2885837.0759 | 2896440.6419 | 2908899.8802
|  | EBITDA |  | 4687225.5268 | 4777789.8248 | 4866553.1538 | 4954478.684 | 5041145.835 | 5126820.4584 | 5146355.7514 | 5162680.6949 | 5175947.803 | 5186300.9435 | 5193875.8266 | 5198800.465 | 5201195.6098 | 5201175.1622 | 5198846.5624 | 5194311.1576 | 5187664.5495 | 5178996.9229 | 5168393.3569 | 5155934.1185
|  | Before Tax Earnings |  | -17878477.8079 | -29974050.7198 | -16755760.6752 | -8760484.9383 | -8601326.4019 | -2560194.8721 | 3419003.64 | 3520450.9677 | 3623522.191 | 3728618.6731 | 3836147.7816 | 3946524.1277 | 4060170.8242 | 4177520.7636 | 4299017.9222 | 4425118.6924 | 4556293.2489 | 4693026.951 | 4835821.7868 | 4985197.8624
|  | PTC | 2025 1: 6756044.9451; 2026 2: 6906929.9489; 2027 3: 7061184.7177; 2028 4: 7216530.7815; 2029 5: 7375294.4587; 2030 6: 7537550.9368; 2031 7: 7703377.0574; 2032 8: 7872851.3527; 2033 9: 8046054.0824; 2034 10: 8223067.2722
|  | Federal Tax |  | -10510525.2848 | -13201480.6 | -10579894.4595 | -9056232.6186 | -9181573.0031 | -8075191.8599 | -6985386.293 | -7133556.6495 | -7285114.4223 | -7440057.3509 | 805591.0341 | 828770.0668 | 852635.8731 | 877279.3604 | 902793.7637 | 929274.9254 | 956821.5823 | 985535.6597 | 1015522.5752 | 1046891.5511
| 7.5% | Free Cash Flow | -120077175.1389 | 15197750.8116 | 17979270.4248 | 15446447.6133 | 14010711.3026 | 14222718.8381 | 13202012.3183 | 12131742.0444 | 12296237.3444 | 12461062.2253 | 12626358.2944 | 4388284.7925 | 4370030.3981 | 4348559.7367 | 4323895.8018 | 4296052.7988 | 4265036.2322 | 4230842.9672 | 4193461.2631 | 4152870.7816 | 4109042.5674 | 36023152.5417
| 9.738% | ROE | -14110937.3828 | 879918.8915 | 938500.4094 | 994946.1267 | 1049977.7307 | 1103221.589 | 1154844.075 | 1153333.1644 | 1148354.1692 | 1139976.3203 | 1128259.1996 | 1113252.9699 | 1094998.5756 | 1073527.9142 | 1048863.9793 | 1021020.9762 | 990004.4097 | 955811.1447 | 918429.4406 | 877838.9591 | 834010.7449 | 36023152.5417
|  | Interest |  | 2152583.5611 | 2090848.9068 | 2025718.8464 | 1957006.6327 | 1884515.2473 | 1808036.8356 | 1727352.1113 | 1642229.7272 | 1552425.612 | 1457682.2704 | 1357728.045 | 1252276.3373 | 1141024.7856 | 1023654.3985 | 899828.6402 | 769192.4652 | 631371.3005 | 485969.9718 | 332571.57 | 170736.2562
|  | Mortgage Payment |  | 3275031.8225 | 3275031.8225 | 3275031.8225 | 3275031.8225 | 3275031.8225 | 3275031.8225 | 3275031.8225 | 3275031.8225 | 3275031.8225 | 3275031.8225 | 3275031.8225 | 3275031.8225 | 3275031.8225 | 3275031.8225 | 3275031.8225 | 3275031.8225 | 3275031.8225 | 3275031.8225 | 3275031.8225 | 3275031.8225
|  | Sinking Fund |  | 1122448.2614 | 1184182.9158 | 1249312.9762 | 1318025.1898 | 1390516.5753 | 1466994.9869 | 1547679.7112 | 1632802.0953 | 1722606.2106 | 1817349.5521 | 1917303.7775 | 2022755.4853 | 2134007.037 | 2251377.424 | 2375203.1823 | 2505839.3573 | 2643660.522 | 2789061.8507 | 2942460.2525 | 3104295.5664
|  | Mortgage Balance | 39137882.9296 | 38015434.6682 | 36831251.7524 | 35581938.7763 | 34263913.5865 | 32873397.0112 | 31406402.0242 | 29858722.313 | 28225920.2177 | 26503314.0072 | 24685964.455 | 22768660.6775 | 20745905.1922 | 18611898.1553 | 16360520.7313 | 13985317.5489 | 11479478.1916 | 8835817.6696 | 6046755.8189 | 3104295.5664 | -3.0268e-08
|  | Book Depr |  | 4803087.0056 | 4803087.0056 | 4803087.0056 | 4803087.0056 | 4803087.0056 | 4803087.0056 | 4803087.0056 | 4803087.0056 | 4803087.0056 | 4803087.0056 | 4803087.0056 | 4803087.0056 | 4803087.0056 | 4803087.0056 | 4803087.0056 | 4803087.0056 | 4803087.0056 | 4803087.0056 | 4803087.0056 | 4803087.0056
|  | Accum Depreciation |  | 4803087.0056 | 9606174.0111 | 14409261.0167 | 19212348.0222 | 24015435.0278 | 28818522.0333 | 33621609.0389 | 38424696.0444 | 43227783.05 | 48030870.0556 | 52833957.0611 | 57637044.0667 | 62440131.0722 | 67243218.0778 | 72046305.0833 | 76849392.0889 | 81652479.0945 | 86455566.1 | 91258653.1056 | 96061740.1111
|  | End Year Book Value |  | 115274088.1333 | 110471001.1278 | 105667914.1222 | 100864827.1167 | 96061740.1111 | 91258653.1056 | 86455566.1 | 81652479.0945 | 76849392.0889 | 72046305.0833 | 67243218.0778 | 62440131.0722 | 57637044.0667 | 52833957.0611 | 48030870.0556 | 43227783.05 | 38424696.0444 | 33621609.0389 | 28818522.0333 | 24015435.0278
|  | Prop. Tax Value | 120077175.1389 | 113386532.5797 | 107068689.4123 | 101102873.4335 | 95469469.8573 | 90149956.8242 | 85126844.5038 | 80383617.5908 | 75904681.0044 | 71675308.6147 | 67681594.8244 | 63910408.8493 | 60349351.5466 | 56986714.6474 | 53811442.2621 | 50813094.5298 | 47981813.294 | 45308289.6895 | 42783733.537 | 40399844.4414 | 38148784.5019 | 36023152.5417
|  | Tax Dep |  | 20413119.7736 | 32660991.6378 | 19596594.9827 | 11757956.9896 | 11757956.9896 | 5878978.4948 | 0 | 0 | 0 | 0 | 0 | 0 | 0 | 0 | 0 | 0 | 0 | 0 | 0 | 0
|  | After Tax Dep. Value |  | 4286755.1525 | 6858808.2439 | 4115284.9464 | 2469170.9678 | 2469170.9678 | 1234585.4839 | 0 | 0 | 0 | 0 | 0 | 0 | 0 | 0 | 0 | 0 | 0 | 0 | 0 | 0
|  | Dep. Tax Equity | 0: 17389775.0917; 2025 1: 14.48%
|  | PTC Tax Equity | 0: 49438579.7347; 2025 1: 41.17%
| 73.5% | Debt | 0: 39137882.9296; 2025 1: 32.59%
| 26.5% | Equity | 0: 14110937.3828; 2025 1: 11.75%
|  | Total | 0: 120077175.1389
|  | Check | 0: 0
Southern NW Solar Photovoltaic w/ Single Axis Tracking (100 MW AC) | bar: 0 to 2028 4
|  | MWh |  | 254687.8153 | 254687.8153 | 254687.8153 | 254687.8153 | 254687.8153 | 254687.8153 | 254687.8153 | 254687.8153 | 254687.8153 | 254687.8153 | 254687.8153 | 254687.8153 | 254687.8153 | 254687.8153 | 254687.8153 | 254687.8153 | 254687.8153 | 254687.8153 | 254687.8153 | 254687.8153
|  | PPA Rate ($/MWh) |  | 37.4656 | 37.4656 | 37.4656 | 37.4656 | 37.4656 | 37.4656 | 37.4656 | 37.4656 | 37.4656 | 37.4656 | 37.4656 | 37.4656 | 37.4656 | 37.4656 | 37.4656 | 37.4656 | 37.4656 | 37.4656 | 37.4656 | 37.4656
|  | Revenue |  | 9542030.8204 | 9542030.8204 | 9542030.8204 | 9542030.8204 | 9542030.8204 | 9542030.8204 | 9542030.8204 | 9542030.8204 | 9542030.8204 | 9542030.8204 | 9542030.8204 | 9542030.8204 | 9542030.8204 | 9542030.8204 | 9542030.8204 | 9542030.8204 | 9542030.8204 | 9542030.8204 | 9542030.8204 | 9542030.8204
|  | Fixed O&M |  | 2154658.427 | 2131000.5547 | 2105415.6573 | 2077148.2869 | 2046815.1717 | 2014335.6786 | 2045031.5088 | 2076138.8344 | 2107661.0922 | 2139601.6755 | 2171963.9304 | 2204751.1518 | 2237966.58 | 2271613.3966 | 2305694.7202 | 2340213.6023 | 2375173.0228 | 2410575.8855 | 2446425.013 | 2482723.1423
|  | Variable O&M |  | 0 | 0 | 0 | 0 | 0 | 0 | 0 | 0 | 0 | 0 | 0 | 0 | 0 | 0 | 0 | 0 | 0 | 0 | 0 | 0
|  | B&O Tax |  | 0 | 0 | 0 | 0 | 0 | 0 | 0 | 0 | 0 | 0 | 0 | 0 | 0 | 0 | 0 | 0 | 0 | 0 | 0 | 0
|  | Property Tax |  | 1388537.4327 | 1311168.7935 | 1238111.0977 | 1169124.1416 | 1103981.1057 | 1042467.8084 | 984382.0025 | 929532.7099 | 877739.5935 | 828832.3647 | 782650.2232 | 739041.3284 | 697862.3003 | 658977.748 | 622259.8242 | 587587.8055 | 554847.695 | 523931.8478 | 494738.6167 | 467172.0185
|  | Total Operating Costs |  | 3543195.8597 | 3442169.3481 | 3343526.755 | 3246272.4285 | 3150796.2774 | 3056803.487 | 3029413.5114 | 3005671.5443 | 2985400.6857 | 2968434.0402 | 2954614.1535 | 2943792.4802 | 2935828.8803 | 2930591.1445 | 2927954.5443 | 2927801.4078 | 2930020.7178 | 2934507.7332 | 2941163.6297 | 2949895.1608
|  | EBITDA |  | 5998834.9606 | 6099861.4722 | 6198504.0654 | 6295758.3919 | 6391234.543 | 6485227.3333 | 6512617.309 | 6536359.2761 | 6556630.1347 | 6573596.7802 | 6587416.6668 | 6598238.3402 | 6606201.94 | 6611439.6758 | 6614076.276 | 6614229.4126 | 6612010.1026 | 6607523.0871 | 6600867.1907 | 6592135.6596
|  | Before Tax Earnings |  | -20291816.6646 | -34276853.1878 | -18989668.5154 | -9742318.0021 | -9556403.2143 | -2568718.3918 | 4357611.3179 | 4487550.074 | 4619858.545 | 4755024.8716 | 4893545.4218 | 5035926.2952 | 5182684.8512 | 5334351.2656 | 5491470.1218 | 5654602.0385 | 5824325.3414 | 6001237.7826 | 6185958.3129 | 6379128.9122
|  | PTC | 2025 1: 7148805.1121; 2026 2: 7308461.7596; 2027 3: 7471684.0722; 2028 4: 7636061.1218; 2029 5: 7804054.4665; 2030 6: 7975743.6647; 2031 7: 8151210.0254; 2032 8: 8330536.6459; 2033 9: 8513808.4521; 2034 10: 8701112.2381
|  | Federal Tax |  | -11410086.6117 | -14506600.929 | -11459514.4604 | -9681947.9022 | -9810899.1415 | -8515174.527 | -7236111.6486 | -7388151.1304 | -7543638.1577 | -7702557.0151 | 1027644.5386 | 1057544.522 | 1088363.8187 | 1120213.7658 | 1153208.7256 | 1187466.4281 | 1223108.3217 | 1260259.9343 | 1299051.2457 | 1339617.0716
| 7.5% | Free Cash Flow | -138853743.2696 | 17408921.5723 | 20606462.4013 | 17658018.5258 | 15977706.2941 | 16202133.6845 | 15000401.8604 | 13748728.9576 | 13924510.4065 | 14100268.2924 | 14276153.7952 | 5559772.1282 | 5540693.8182 | 5517838.1213 | 5491225.9101 | 5460867.5504 | 5426762.9845 | 5388901.7809 | 5347263.1528 | 5301815.9449 | 5252518.5881 | 41656122.9809
| 9.918% | ROE | -17604490.9438 | 1217181.1247 | 1280818.1253 | 1341682.2634 | 1400511.1779 | 1456945.2236 | 1511162.848 | 1511662.2314 | 1508117.0597 | 1500603.1394 | 1489184.8563 | 1473915.4274 | 1454837.1173 | 1431981.4204 | 1405369.2092 | 1375010.8496 | 1340906.2837 | 1303045.08 | 1261406.4519 | 1215959.2441 | 1166661.8872 | 41656122.9809
|  | Interest |  | 2685515.2695 | 2608496.4907 | 2527241.6792 | 2441517.853 | 2351079.2163 | 2255666.4547 | 2155005.9912 | 2048809.2021 | 1936771.5897 | 1818571.9086 | 1693871.245 | 1562312.0449 | 1423517.0889 | 1277088.4102 | 1122606.1542 | 959627.3742 | 787684.7612 | 606285.3045 | 414908.8777 | 213006.7474
|  | Mortgage Payment |  | 4085856.7008 | 4085856.7008 | 4085856.7008 | 4085856.7008 | 4085856.7008 | 4085856.7008 | 4085856.7008 | 4085856.7008 | 4085856.7008 | 4085856.7008 | 4085856.7008 | 4085856.7008 | 4085856.7008 | 4085856.7008 | 4085856.7008 | 4085856.7008 | 4085856.7008 | 4085856.7008 | 4085856.7008 | 4085856.7008
|  | Sinking Fund |  | 1400341.4314 | 1477360.2101 | 1558615.0217 | 1644338.8479 | 1734777.4845 | 1830190.2461 | 1930850.7097 | 2037047.4987 | 2149085.1111 | 2267284.7923 | 2391985.4558 | 2523544.6559 | 2662339.612 | 2808768.2906 | 2963250.5466 | 3126229.3267 | 3298171.9397 | 3479571.3963 | 3670947.8231 | 3872849.9534
|  | Mortgage Balance | 48827550.3537 | 47427208.9223 | 45949848.7122 | 44391233.6905 | 42746894.8426 | 41012117.3581 | 39181927.112 | 37251076.4023 | 35214028.9036 | 33064943.7925 | 30797659.0002 | 28405673.5444 | 25882128.8885 | 23219789.2765 | 20411020.9858 | 17447770.4392 | 14321541.1125 | 11023369.1729 | 7543797.7765 | 3872849.9534 | -3.6322e-08
|  | Book Depr |  | 5554149.7308 | 5554149.7308 | 5554149.7308 | 5554149.7308 | 5554149.7308 | 5554149.7308 | 5554149.7308 | 5554149.7308 | 5554149.7308 | 5554149.7308 | 5554149.7308 | 5554149.7308 | 5554149.7308 | 5554149.7308 | 5554149.7308 | 5554149.7308 | 5554149.7308 | 5554149.7308 | 5554149.7308 | 5554149.7308
|  | Accum Depreciation |  | 5554149.7308 | 11108299.4616 | 16662449.1924 | 22216598.9231 | 27770748.6539 | 33324898.3847 | 38879048.1155 | 44433197.8463 | 49987347.5771 | 55541497.3078 | 61095647.0386 | 66649796.7694 | 72203946.5002 | 77758096.231 | 83312245.9618 | 88866395.6925 | 94420545.4233 | 99974695.1541 | 105528844.8849 | 111082994.6157
|  | End Year Book Value |  | 133299593.5388 | 127745443.808 | 122191294.0773 | 116637144.3465 | 111082994.6157 | 105528844.8849 | 99974695.1541 | 94420545.4233 | 88866395.6925 | 83312245.9618 | 77758096.231 | 72203946.5002 | 66649796.7694 | 61095647.0386 | 55541497.3078 | 49987347.5771 | 44433197.8463 | 38879048.1155 | 33324898.3847 | 27770748.6539
|  | Prop. Tax Value | 138853743.2696 | 131116879.3473 | 123811109.769 | 116912414.1646 | 110398110.5678 | 104246780.8404 | 98438200.2526 | 92953270.9869 | 87773959.3471 | 82883236.4656 | 78265022.3154 | 73904132.8409 | 69786230.0345 | 65897774.7959 | 62225982.4166 | 58758780.5461 | 55484769.4995 | 52393184.7769 | 49473861.6709 | 46717201.8471 | 44114141.7854 | 41656122.9809
|  | Tax Dep |  | 23605136.3558 | 37768218.1693 | 22660930.9016 | 13596558.541 | 13596558.541 | 6798279.2705 | 0 | 0 | 0 | 0 | 0 | 0 | 0 | 0 | 0 | 0 | 0 | 0 | 0 | 0
|  | After Tax Dep. Value |  | 4957078.6347 | 7931325.8156 | 4758795.4893 | 2855277.2936 | 2855277.2936 | 1427638.6468 | 0 | 0 | 0 | 0 | 0 | 0 | 0 | 0 | 0 | 0 | 0 | 0 | 0 | 0
|  | Dep. Tax Equity | 0: 20109028.7418; 2025 1: 14.48%
|  | PTC Tax Equity | 0: 52312673.2302; 2025 1: 37.67%
| 73.5% | Debt | 0: 48827550.3537; 2025 1: 35.16%
| 26.5% | Equity | 0: 17604490.9438; 2025 1: 12.68%
|  | Total | 0: 138853743.2696
|  | Check | 0: 0
100 MW/400 MWh Lithium-ion w/Solar | bar: 0 to 2028 4
|  | MWh |  | 240695.0952 | 240695.0952 | 240695.0952 | 240695.0952 | 240695.0952 | 240695.0952 | 240695.0952 | 240695.0952 | 240695.0952 | 240695.0952 | 240695.0952 | 240695.0952 | 240695.0952 | 240695.0952 | 240695.0952 | 240695.0952 | 240695.0952 | 240695.0952 | 240695.0952 | 240695.0952
|  | PPA Rate ($/MWh) |  | 33.5064 | 33.5064 | 33.5064 | 33.5064 | 33.5064 | 33.5064 | 33.5064 | 33.5064 | 33.5064 | 33.5064 | 33.5064 | 33.5064 | 33.5064 | 33.5064 | 33.5064 | 33.5064 | 33.5064 | 33.5064 | 33.5064 | 33.5064
|  | Capacity Payment ($/kW-month) |  | 15.5026 | 15.5026 | 15.5026 | 15.5026 | 15.5026 | 15.5026 | 15.5026 | 15.5026 | 15.5026 | 15.5026 | 15.5026 | 15.5026 | 15.5026 | 15.5026 | 15.5026 | 15.5026 | 15.5026 | 15.5026 | 15.5026 | 15.5026
|  | Revenue |  | 26667988.4838 | 26667988.4838 | 26667988.4838 | 26667988.4838 | 26667988.4838 | 26667988.4838 | 26667988.4838 | 26667988.4838 | 26667988.4838 | 26667988.4838 | 26667988.4838 | 26667988.4838 | 26667988.4838 | 26667988.4838 | 26667988.4838 | 26667988.4838 | 26667988.4838 | 26667988.4838 | 26667988.4838 | 26667988.4838
|  | Solar Fixed O&M |  | 1723726.7416 | 1704800.4437 | 1684332.5258 | 1661718.6295 | 1637452.1373 | 1611468.5429 | 1636025.2071 | 1660911.0675 | 1686128.8738 | 1711681.3404 | 1737571.1443 | 1763800.9214 | 1790373.264 | 1817290.7173 | 1844555.7761 | 1872170.8818 | 1900138.4183 | 1928460.7084 | 1957140.0104 | 1986178.5138
|  | Storage Fixed O&M |  | 2618934.0846 | 2563220.7096 | 2516685.1416 | 2452730.2047 | 2411842.5293 | 2367968.6748 | 2391016.1416 | 2412702.1793 | 2434185.1508 | 2455445.6252 | 2476463.4149 | 2497217.5517 | 2517686.2622 | 2537846.9426 | 2557676.1329 | 2577149.4896 | 2596241.7587 | 2614926.7474 | 2633177.2945 | 2650965.2411
|  | Solar Variable O&M |  | 0 | 0 | 0 | 0 | 0 | 0 | 0 | 0 | 0 | 0 | 0 | 0 | 0 | 0 | 0 | 0 | 0 | 0 | 0 | 0
|  | B&O Tax |  | 22178.2935 | 22178.2935 | 22178.2935 | 22178.2935 | 22178.2935 | 22178.2935 | 22178.2935 | 22178.2935 | 22178.2935 | 22178.2935 | 22178.2935 | 22178.2935 | 22178.2935 | 22178.2935 | 22178.2935 | 22178.2935 | 22178.2935 | 22178.2935 | 22178.2935 | 22178.2935
|  | Property Tax |  | 2582698.1525 | 2438791.4512 | 2302903.1622 | 2174586.5034 | 2053419.5873 | 1939004.0336 | 1830963.6596 | 1728943.2434 | 1632607.3558 | 1541639.2576 | 1455739.8582 | 2050445.7133 | 1876831.3193 | 1717917.1232 | 1572458.4366 | 1439315.9609 | 1317446.8635 | 1205896.6101 | 1103791.4883 | 1010331.7644
|  | Total Operating Costs |  | 6947537.2722 | 6728990.898 | 6526099.1231 | 6311213.6311 | 6124892.5475 | 5940619.5447 | 5880183.3017 | 5824734.7837 | 5775099.6739 | 5730944.5168 | 5691952.7109 | 6333642.4799 | 6207069.139 | 6095233.0766 | 5996868.6392 | 5910814.6258 | 5836005.334 | 5771462.3593 | 5716287.0867 | 5669653.8128
|  | Storage Reinvestment | 2035 11: 65337462.9501
|  | EBITDA |  | 19720451.2116 | 19938997.5858 | 20141889.3607 | 20356774.8527 | 20543095.9363 | 20727368.939 | 20787805.1821 | 20843253.7001 | 20892888.8099 | 20937043.967 | 20976035.7728 | 20334346.0039 | 20460919.3448 | 20572755.4072 | 20671119.8446 | 20757173.858 | 20831983.1498 | 20896526.1245 | 20951701.3971 | 20998334.671
|  | Before Tax Earnings |  | -31115401.304 | -57041628.7892 | -28529302.7178 | -11233352.9771 | -10813654.5952 | 2261721.6117 | 15226802.7767 | 15556292.5743 | 15895041.234 | 16244211.1863 | 4546964.8136 | -2221675.1267 | 3046349.6952 | 7024879.7601 | 10089981.2473 | 10845105.3123 | 11625783.5087 | 15351682.5237 | 19107211.756 | 19982705.503
|  | PTC | 2025 1: 6756044.9451; 2026 2: 6906929.9489; 2027 3: 7061184.7177; 2028 4: 7216530.7815; 2029 5: 7375294.4587; 2030 6: 7537550.9368; 2031 7: 7703377.0574; 2032 8: 7872851.3527; 2033 9: 8046054.0824; 2034 10: 8223067.2722
|  | Federal Tax |  | -13290279.2189 | -18885671.9946 | -13052338.2885 | -9575534.9067 | -9646161.9237 | -7062589.3983 | -4505748.4743 | -4606029.9121 | -4708095.4233 | -4811782.9231 | 954862.6109 | -466551.7766 | 639733.436 | 1475224.7496 | 2118896.0619 | 2277472.1156 | 2441414.5368 | 3223853.33 | 4012514.4688 | 4196368.1556
| 7.5% | Free Cash Flow | -258269815.2494 | 33010730.4305 | 38824669.5804 | 33194227.6492 | 29932309.7594 | 30189257.86 | 27789958.3374 | 25293553.6564 | 25449283.6122 | 25600984.2332 | 25748826.8901 | -45316289.7881 | 20800897.7805 | 19821185.9088 | 19097530.6576 | 18552223.7827 | 18479701.7424 | 18390568.613 | 17672672.7945 | 16939186.9283 | 16801966.5154 | 77480944.5748
| 12.39% | ROE | -45428466.0395 | 6490881.9565 | 6621796.66 | 6738048.6987 | 6861353.9885 | 6959538.4119 | 7053409.3437 | 7046605.4745 | 7032861.1351 | 7011359.0263 | 6982188.4934 | 1146330.0111 | 525977.3385 | 506314.5462 | 468428.2386 | 412956.3235 | 340434.2832 | 251301.1538 | 145904.8479 | 24506.8684 | -112713.5445 | 77480944.5748
|  | Interest |  | 6929983.9232 | 6731236.6271 | 6521558.2298 | 6300347.5206 | 6066970.2223 | 5820757.1727 | 5561002.4054 | 5286961.1258 | 4997847.5759 | 4692832.7807 | 7094961.0022 | 6554876.4541 | 5985087.2557 | 5383959.6515 | 4749770.029 | 4080699.9773 | 3374831.0728 | 2630139.3785 | 1844489.641 | 1015629.168
|  | Initial Mortgage Payment |  | 10543571.1245 | 10543571.1245 | 10543571.1245 | 10543571.1245 | 10543571.1245 | 10543571.1245 | 10543571.1245 | 10543571.1245 | 10543571.1245 | 10543571.1245 | 10543571.1245 | 10543571.1245 | 10543571.1245 | 10543571.1245 | 10543571.1245 | 10543571.1245 | 10543571.1245 | 10543571.1245 | 10543571.1245 | 10543571.1245
|  | Storage Refresh Mortgage Payment | 2035 11: 6371108.9354; 2036 12: 6371108.9354; 2037 13: 6371108.9354; 2038 14: 6371108.9354; 2039 15: 6371108.9354; 2040 16: 6371108.9354; 2041 17: 6371108.9354; 2042 18: 6371108.9354; 2043 19: 6371108.9354; 2044 20: 6371108.9354
|  | Sinking Fund |  | 3613587.2013 | 3812334.4973 | 4022012.8947 | 4243223.6039 | 4476600.9021 | 4722813.9517 | 4982568.7191 | 5256609.9986 | 5545723.5486 | 5850738.3437 | 9819719.0577 | 10359803.6058 | 10929592.8042 | 11530720.4084 | 12164910.0308 | 12833980.0825 | 13539848.9871 | 14284540.6814 | 15070190.4188 | 15899050.8919
|  | Mortgage Balance | 125999707.6945 | 122386120.4932 | 118573785.9959 | 114551773.1012 | 110308549.4972 | 105831948.5951 | 101109134.6434 | 96126565.9243 | 90869955.9257 | 85324232.3771 | 128999290.9496 | 119179571.8919 | 108819768.2861 | 97890175.4819 | 86359455.0735 | 74194545.0427 | 61360564.9602 | 47820715.9731 | 33536175.2917 | 18465984.8729 | 2566933.981
|  | Solar Depr | -120077175.1389 | 6003858.7569 | 6003858.7569 | 6003858.7569 | 6003858.7569 | 6003858.7569 | 6003858.7569 | 6003858.7569 | 6003858.7569 | 6003858.7569 | 6003858.7569 | 6003858.7569 | 6003858.7569 | 6003858.7569 | 6003858.7569 | 6003858.7569 | 6003858.7569 | 6003858.7569 | 6003858.7569 | 6003858.7569 | 6003858.7569
|  | Storage Depr | -138192640.1105 | 13819264.0111 | 13819264.0111 | 13819264.0111 | 13819264.0111 | 13819264.0111 | 13819264.0111 | 13819264.0111 | 13819264.0111 | 13819264.0111 | 13819264.0111 | 6533746.295 | 6533746.295 | 6533746.295 | 6533746.295 | 6533746.295 | 6533746.295 | 6533746.295 | 6533746.295 | 6533746.295 | 6533746.295
|  | Accum Depreciation |  | 19823122.768 | 39646245.536 | 59469368.304 | 79292491.072 | 99115613.84 | 118938736.608 | 138761859.376 | 158584982.144 | 178408104.912 | 198231227.68 | 210768832.7319 | 223306437.7839 | 235844042.8358 | 248381647.8878 | 260919252.9397 | 273456857.9917 | 285994463.0436 | 298532068.0956 | 311069673.1476 | 323607278.1995
|  | End Year Book Value |  | 238446692.4814 | 218623569.7134 | 198800446.9454 | 178977324.1774 | 159154201.4094 | 139331078.6414 | 119507955.8734 | 99684833.1054 | 79861710.3374 | 60038587.5695 | 112838445.4676 | 100300840.4156 | 87763235.3637 | 75225630.3117 | 62688025.2598 | 50150420.2078 | 37612815.1559 | 25075210.1039 | 12537605.052 | -9.6858e-08
|  | Prop. Tax Value | 258269815.2494 | 243879145.1187 | 230290316.2198 | 217458650.3442 | 205341958.7318 | 193900403.3597 | 183096365.9608 | 172894324.3396 | 163260735.5803 | 154163925.7624 | 145573985.8208 | 205044571.333 | 187683131.93 | 171791712.3192 | 157245843.6625 | 143931596.0901 | 131744686.3492 | 120589661.0108 | 110379148.8345 | 101033176.4375 | 92478541.906 | 77480944.5748
|  | Tax Dep |  | 43905868.5924 | 70249389.7478 | 42149633.8487 | 25289780.3092 | 25289780.3092 | 12644890.1546 | 0 | 0 | 0 | 0 | 9334109.9571 | 16001144.6765 | 11429482.3939 | 8163915.9956 | 5831368.5683 | 5831368.5683 | 5831368.5683 | 2914704.2222 | 0 | 0
|  | After Tax Dep. Value |  | 9220232.4044 | 14752371.847 | 8851423.1082 | 5310853.8649 | 5310853.8649 | 2655426.9325 | 0 | 0 | 0 | 0 | 1960163.091 | 3360240.3821 | 2400191.3027 | 1714422.3591 | 1224587.3993 | 1224587.3993 | 1224587.3993 | 612087.8867 | 0 | 0
|  | Dep. Tax Equity | 0: 37403061.7807; 2025 1: 14.48%
|  | PTC Tax Equity | 0: 49438579.7347; 2025 1: 19.14%
| 73.5% | Debt | 0: 125999707.6945; 2025 1: 48.79%
| 26.5% | Equity | 0: 45428466.0395; 2025 1: 17.59%
|  | Total | 0: 258269815.2494
|  | Check | 0: 0
100 MW/200 MWh Lithium-ion w/Solar | bar: 0 to 2028 4
|  | MWh |  | 240695.0952 | 240695.0952 | 240695.0952 | 240695.0952 | 240695.0952 | 240695.0952 | 240695.0952 | 240695.0952 | 240695.0952 | 240695.0952 | 240695.0952 | 240695.0952 | 240695.0952 | 240695.0952 | 240695.0952 | 240695.0952 | 240695.0952 | 240695.0952 | 240695.0952 | 240695.0952
|  | PPA Rate ($/MWh) |  | 33.5064 | 33.5064 | 33.5064 | 33.5064 | 33.5064 | 33.5064 | 33.5064 | 33.5064 | 33.5064 | 33.5064 | 33.5064 | 33.5064 | 33.5064 | 33.5064 | 33.5064 | 33.5064 | 33.5064 | 33.5064 | 33.5064 | 33.5064
|  | Capacity Payment ($/kW-month) |  | 9.4555 | 9.4555 | 9.4555 | 9.4555 | 9.4555 | 9.4555 | 9.4555 | 9.4555 | 9.4555 | 9.4555 | 9.4555 | 9.4555 | 9.4555 | 9.4555 | 9.4555 | 9.4555 | 9.4555 | 9.4555 | 9.4555 | 9.4555
|  | Revenue |  | 19411406.584 | 19411406.584 | 19411406.584 | 19411406.584 | 19411406.584 | 19411406.584 | 19411406.584 | 19411406.584 | 19411406.584 | 19411406.584 | 19411406.584 | 19411406.584 | 19411406.584 | 19411406.584 | 19411406.584 | 19411406.584 | 19411406.584 | 19411406.584 | 19411406.584 | 19411406.584
|  | Solar Fixed O&M |  | 1723726.7416 | 1704800.4437 | 1684332.5258 | 1661718.6295 | 1637452.1373 | 1611468.5429 | 1636025.2071 | 1660911.0675 | 1686128.8738 | 1711681.3404 | 1737571.1443 | 1763800.9214 | 1790373.264 | 1817290.7173 | 1844555.7761 | 1872170.8818 | 1900138.4183 | 1928460.7084 | 1957140.0104 | 1986178.5138
|  | Storage Fixed O&M |  | 1594446.4977 | 1581903.1221 | 1571330.3274 | 1545729.7859 | 1545341.6509 | 1533891.0502 | 1548981.056 | 1563032.081 | 1576951.6443 | 1590727.1608 | 1604345.5554 | 1617793.2475 | 1631056.1347 | 1644119.5771 | 1656968.3798 | 1669586.7759 | 1681958.4087 | 1694066.3134 | 1705892.898 | 1717419.9243
|  | Solar Variable O&M |  | 0 | 0 | 0 | 0 | 0 | 0 | 0 | 0 | 0 | 0 | 0 | 0 | 0 | 0 | 0 | 0 | 0 | 0 | 0 | 0
|  | B&O Tax |  | 22178.2935 | 22178.2935 | 22178.2935 | 22178.2935 | 22178.2935 | 22178.2935 | 22178.2935 | 22178.2935 | 22178.2935 | 22178.2935 | 22178.2935 | 22178.2935 | 22178.2935 | 22178.2935 | 22178.2935 | 22178.2935 | 22178.2935 | 22178.2935 | 22178.2935 | 22178.2935
|  | Property Tax |  | 2042109.3487 | 1928323.996 | 1820878.7086 | 1719420.221 | 1623614.9517 | 1533147.9059 | 1447721.6406 | 1367055.2857 | 1290883.6214 | 1218956.2056 | 1151036.551 | 1524250.0583 | 1403037.6127 | 1291464.3052 | 1188763.6059 | 1094229.9412 | 1007213.8465 | 927117.5047 | 853390.6385 | 785526.7301
|  | Total Operating Costs |  | 5382460.8815 | 5237205.8554 | 5098719.8554 | 4949046.9299 | 4828587.0334 | 4700685.7925 | 4654906.1971 | 4613176.7277 | 4576142.4329 | 4543543.0004 | 4515131.5442 | 4928022.5207 | 4846645.3049 | 4775052.8931 | 4712466.0553 | 4658165.8924 | 4611488.967 | 4571822.82 | 4538601.8404 | 4511303.4617
|  | Storage Reinvestment | 2035 11: 42328050.4184
|  | EBITDA |  | 14028945.7026 | 14174200.7287 | 14312686.7287 | 14462359.6541 | 14582819.5506 | 14710720.7915 | 14756500.3869 | 14798229.8563 | 14835264.1511 | 14867863.5837 | 14896275.0398 | 14483384.0633 | 14564761.2791 | 14636353.691 | 14698940.5287 | 14753240.6917 | 14799917.617 | 14839583.764 | 14872804.7436 | 14900103.1224
|  | Before Tax Earnings |  | -25748050.0484 | -46287160.3656 | -23777391.3878 | -10135273.0406 | -9844371.9929 | 461512.0337 | 10695164.2626 | 10937032.7838 | 11185213.7782 | 11440572.9788 | 3892354.2855 | -461800.5315 | 2979944.7696 | 5587694.6307 | 7605127.4396 | 8127567.5752 | 8668132.1718 | 11118373.9825 | 13589558.6165 | 14196800.3334
|  | PTC | 2025 1: 6756044.9451; 2026 2: 6906929.9489; 2027 3: 7061184.7177; 2028 4: 7216530.7815; 2029 5: 7375294.4587; 2030 6: 7537550.9368; 2031 7: 7703377.0574; 2032 8: 7872851.3527; 2033 9: 8046054.0824; 2034 10: 8223067.2722
|  | Federal Tax |  | -12163135.4553 | -16627233.6256 | -12054436.9092 | -9344938.12 | -9442612.5772 | -7440633.4097 | -5457392.5623 | -5576074.4681 | -5697159.189 | -5820546.9467 | 817394.4 | -96978.1116 | 625788.4016 | 1173415.8724 | 1597076.7623 | 1706789.1908 | 1820307.7561 | 2334858.5363 | 2853807.3095 | 2981328.07
| 7.5% | Free Cash Flow | -204210934.8688 | 26192081.1578 | 30801434.3543 | 26367123.6379 | 23807297.7742 | 24025432.1278 | 22151354.2013 | 20213892.9492 | 20374304.3244 | 20532423.3401 | 20688410.5304 | -28249169.7785 | 14580362.1749 | 13938972.8775 | 13462937.8185 | 13101863.7664 | 13046451.5009 | 12979609.8609 | 12504725.2277 | 12018997.4341 | 11918775.0524 | 61263280.4607
| 11.91% | ROE | -33177520.3009 | 4445477.8636 | 4529747.8315 | 4606993.786 | 4691308.7225 | 4750679.3989 | 4813960.1422 | 4810287.9175 | 4801224.9975 | 4786141.2834 | 4765115.2838 | 981343.2743 | 575802.4138 | 556368.7908 | 524600.4834 | 480859.8253 | 425447.5597 | 358605.9198 | 280521.3624 | 191326.978 | 91104.5962 | 61263280.4607
|  | Interest |  | 5061136.8233 | 4915986.81 | 4762853.5459 | 4601297.9524 | 4430856.8011 | 4251041.3866 | 4061336.1243 | 3861197.0726 | 3650050.373 | 3427290.6049 | 4956935.4715 | 4579045.0474 | 4180370.6499 | 3759769.1605 | 3316034.5893 | 2847894.6166 | 2354006.9454 | 1832955.4523 | 1283246.1271 | 703302.789
|  | Initial Mortgage Payment |  | 7700227.9743 | 7700227.9743 | 7700227.9743 | 7700227.9743 | 7700227.9743 | 7700227.9743 | 7700227.9743 | 7700227.9743 | 7700227.9743 | 7700227.9743 | 7700227.9743 | 7700227.9743 | 7700227.9743 | 7700227.9743 | 7700227.9743 | 7700227.9743 | 7700227.9743 | 7700227.9743 | 7700227.9743 | 7700227.9743
|  | Storage Refresh Mortgage Payment | 2035 11: 4127442.4819; 2036 12: 4127442.4819; 2037 13: 4127442.4819; 2038 14: 4127442.4819; 2039 15: 4127442.4819; 2040 16: 4127442.4819; 2041 17: 4127442.4819; 2042 18: 4127442.4819; 2043 19: 4127442.4819; 2044 20: 4127442.4819
|  | Sinking Fund |  | 2639091.151 | 2784241.1643 | 2937374.4284 | 3098930.0219 | 3269371.1731 | 3449186.5877 | 3638891.85 | 3839030.9017 | 4050177.6013 | 4272937.3694 | 6870734.9847 | 7248625.4088 | 7647299.8063 | 8067901.2956 | 8511635.8669 | 8979775.8396 | 9473663.5108 | 9994715.0039 | 10544424.3291 | 11124367.6672
|  | Mortgage Balance | 92020669.5138 | 89381578.3628 | 86597337.1985 | 83659962.7701 | 80561032.7482 | 77291661.575 | 73842474.9874 | 70203583.1374 | 66364552.2357 | 62314374.6344 | 90126099.4821 | 83255364.4975 | 76006739.0887 | 68359439.2824 | 60291537.9867 | 51779902.1198 | 42800126.2802 | 33326462.7695 | 23331747.7656 | 12787323.4365 | 1662955.7694
|  | Solar Depr | -120077175.1389 | 6003858.7569 | 6003858.7569 | 6003858.7569 | 6003858.7569 | 6003858.7569 | 6003858.7569 | 6003858.7569 | 6003858.7569 | 6003858.7569 | 6003858.7569 | 6003858.7569 | 6003858.7569 | 6003858.7569 | 6003858.7569 | 6003858.7569 | 6003858.7569 | 6003858.7569 | 6003858.7569 | 6003858.7569 | 6003858.7569
|  | Storage Depr | -84133759.7299 | 8413375.973 | 8413375.973 | 8413375.973 | 8413375.973 | 8413375.973 | 8413375.973 | 8413375.973 | 8413375.973 | 8413375.973 | 8413375.973 | 4232805.0418 | 4232805.0418 | 4232805.0418 | 4232805.0418 | 4232805.0418 | 4232805.0418 | 4232805.0418 | 4232805.0418 | 4232805.0418 | 4232805.0418
|  | Accum Depreciation |  | 14417234.7299 | 28834469.4599 | 43251704.1898 | 57668938.9198 | 72086173.6497 | 86503408.3796 | 100920643.1096 | 115337877.8395 | 129755112.5695 | 144172347.2994 | 154409011.0982 | 164645674.897 | 174882338.6958 | 185119002.4945 | 195355666.2933 | 205592330.0921 | 215828993.8909 | 226065657.6897 | 236302321.4885 | 246538985.2872
|  | End Year Book Value |  | 189793700.1389 | 175376465.409 | 160959230.679 | 146541995.9491 | 132124761.2191 | 117707526.4892 | 103290291.7593 | 88873057.0293 | 74455822.2994 | 60038587.5695 | 92129974.1891 | 81893310.3903 | 71656646.5915 | 61419982.7927 | 51183318.9939 | 40946655.1951 | 30709991.3964 | 20473327.5976 | 10236663.7988 | -7.4506e-08
|  | Prop. Tax Value | 204210934.8688 | 192832399.6035 | 182087870.8612 | 171942022.1029 | 162361495.1671 | 153314790.5933 | 144772164.0558 | 136705528.5683 | 129088362.138 | 121895620.5648 | 115103655.0994 | 152425005.8328 | 140303761.2661 | 129146430.5209 | 118876360.5891 | 109422994.1154 | 100721384.6542 | 92711750.475 | 85339063.8507 | 78552673.0064 | 72305954.132 | 61263280.4607
|  | Tax Dep |  | 34715858.9277 | 55545374.2843 | 33327224.5706 | 19996334.7424 | 19996334.7424 | 9998167.3712 | 0 | 0 | 0 | 0 | 6046985.2828 | 10366139.5475 | 7404445.8597 | 5288889.8998 | 3777778.4998 | 3777778.4998 | 3777778.4998 | 1888254.3292 | 0 | 0
|  | After Tax Dep. Value |  | 7290330.3748 | 11664528.5997 | 6998717.1598 | 4199230.2959 | 4199230.2959 | 2099615.1479 | 0 | 0 | 0 | 0 | 1269866.9094 | 2176889.305 | 1554933.6305 | 1110666.879 | 793333.485 | 793333.485 | 793333.485 | 396533.4091 | 0 | 0
|  | Dep. Tax Equity | 0: 29574165.3194; 2025 1: 14.48%
|  | PTC Tax Equity | 0: 49438579.7347; 2025 1: 24.21%
| 73.5% | Debt | 0: 92020669.5138; 2025 1: 45.06%
| 26.5% | Equity | 0: 33177520.3009; 2025 1: 16.25%
|  | Total | 0: 204210934.8688
|  | Check | 0: 0
50 MW/200 MWh Lithium-ion w/Solar | bar: 0 to 2028 4
|  | MWh |  | 240695.0952 | 240695.0952 | 240695.0952 | 240695.0952 | 240695.0952 | 240695.0952 | 240695.0952 | 240695.0952 | 240695.0952 | 240695.0952 | 240695.0952 | 240695.0952 | 240695.0952 | 240695.0952 | 240695.0952 | 240695.0952 | 240695.0952 | 240695.0952 | 240695.0952 | 240695.0952
|  | PPA Rate ($/MWh) |  | 33.5064 | 33.5064 | 33.5064 | 33.5064 | 33.5064 | 33.5064 | 33.5064 | 33.5064 | 33.5064 | 33.5064 | 33.5064 | 33.5064 | 33.5064 | 33.5064 | 33.5064 | 33.5064 | 33.5064 | 33.5064 | 33.5064 | 33.5064
|  | Capacity Payment ($/kW-month) |  | 5.2135 | 5.2135 | 5.2135 | 5.2135 | 5.2135 | 5.2135 | 5.2135 | 5.2135 | 5.2135 | 5.2135 | 5.2135 | 5.2135 | 5.2135 | 5.2135 | 5.2135 | 5.2135 | 5.2135 | 5.2135 | 5.2135 | 5.2135
|  | Revenue |  | 14321091.3052 | 14321091.3052 | 14321091.3052 | 14321091.3052 | 14321091.3052 | 14321091.3052 | 14321091.3052 | 14321091.3052 | 14321091.3052 | 14321091.3052 | 14321091.3052 | 14321091.3052 | 14321091.3052 | 14321091.3052 | 14321091.3052 | 14321091.3052 | 14321091.3052 | 14321091.3052 | 14321091.3052 | 14321091.3052
|  | Solar Fixed O&M |  | 1723726.7416 | 1704800.4437 | 1684332.5258 | 1661718.6295 | 1637452.1373 | 1611468.5429 | 1636025.2071 | 1660911.0675 | 1686128.8738 | 1711681.3404 | 1737571.1443 | 1763800.9214 | 1790373.264 | 1817290.7173 | 1844555.7761 | 1872170.8818 | 1900138.4183 | 1928460.7084 | 1957140.0104 | 1986178.5138
|  | Storage Fixed O&M |  | 1594446.4977 | 1581903.1221 | 1571330.3274 | 1545729.7859 | 1545341.6509 | 1533891.0502 | 1548981.056 | 1563032.081 | 1576951.6443 | 1590727.1608 | 1604345.5554 | 1617793.2475 | 1631056.1347 | 1644119.5771 | 1656968.3798 | 1669586.7759 | 1681958.4087 | 1694066.3134 | 1705892.898 | 1717419.9243
|  | Solar Variable O&M |  | 0 | 0 | 0 | 0 | 0 | 0 | 0 | 0 | 0 | 0 | 0 | 0 | 0 | 0 | 0 | 0 | 0 | 0 | 0 | 0
|  | B&O Tax |  | 22178.2935 | 22178.2935 | 22178.2935 | 22178.2935 | 22178.2935 | 22178.2935 | 22178.2935 | 22178.2935 | 22178.2935 | 22178.2935 | 22178.2935 | 22178.2935 | 22178.2935 | 22178.2935 | 22178.2935 | 22178.2935 | 22178.2935 | 22178.2935 | 22178.2935 | 22178.2935
|  | Property Tax |  | 1621440.55 | 1531094.6609 | 1445782.8014 | 1365224.4777 | 1289154.8251 | 1217323.7371 | 1149495.0428 | 1085445.7308 | 1024965.2157 | 967854.6459 | 913926.2496 | 1081290.9341 | 1005551.5846 | 935117.4207 | 869616.839 | 808704.2654 | 752058.3313 | 699380.1787 | 650391.8832 | 604834.9877
|  | Total Operating Costs |  | 4961792.0828 | 4839976.5202 | 4723623.9481 | 4594851.1865 | 4494126.9069 | 4384861.6237 | 4356679.5994 | 4331567.1728 | 4310224.0273 | 4292441.4406 | 4278021.2428 | 4485063.3965 | 4449159.2769 | 4418706.0086 | 4393319.2885 | 4372640.2166 | 4356333.4517 | 4344085.494 | 4335603.0851 | 4330611.7193
|  | Storage Reinvestment | 2035 11: 21164025.2092
|  | EBITDA |  | 9359299.2224 | 9481114.7849 | 9597467.3571 | 9726240.1186 | 9826964.3983 | 9936229.6815 | 9964411.7058 | 9989524.1324 | 10010867.2779 | 10028649.8646 | 10043070.0623 | 9836027.9086 | 9871932.0283 | 9902385.2966 | 9927772.0167 | 9948451.0886 | 9964757.8534 | 9977005.8112 | 9985488.22 | 9990479.5859
|  | Before Tax Earnings |  | -21812050.3205 | -38125486.0345 | -20258728.6157 | -9430058.0399 | -9207867.4919 | -1031882.3626 | 7070067.588 | 7237810.7325 | 7409629.2854 | 7586163.4269 | 3862245.6627 | 1737297.4426 | 3509011.3807 | 4866228.5672 | 5930951.152 | 6251018.2978 | 6583179.4805 | 7873415.9345 | 9177579.3715 | 9553460.0633
|  | PTC | 2025 1: 6756044.9451; 2026 2: 6906929.9489; 2027 3: 7061184.7177; 2028 4: 7216530.7815; 2029 5: 7375294.4587; 2030 6: 7537550.9368; 2031 7: 7703377.0574; 2032 8: 7872851.3527; 2033 9: 8046054.0824; 2034 10: 8223067.2722
|  | Federal Tax |  | -11336575.5124 | -14913282.0161 | -11315517.727 | -9196842.9699 | -9308946.632 | -7754246.2329 | -6218662.8639 | -6352911.0989 | -6490031.9325 | -6629972.9526 | 811071.5892 | 364832.4629 | 736892.39 | 1021907.9991 | 1245499.7419 | 1312713.8425 | 1382467.6909 | 1653417.3463 | 1927291.668 | 2006226.6133
| 7.5% | Free Cash Flow | -162144055.0039 | 20695874.7348 | 24394396.801 | 20912985.0841 | 18923083.0885 | 19135911.0303 | 17690475.9145 | 16183074.5697 | 16342435.2312 | 16500899.2104 | 16658622.8171 | -11932026.736 | 9471195.4457 | 9135039.6383 | 8880477.2975 | 8682272.2748 | 8635737.2461 | 8582290.1625 | 8323588.4649 | 8058196.552 | 7984252.9726 | 48643216.5012
| 11.11% | ROE | -23644228.8418 | 2663657.1276 | 2738168.5319 | 2807169.4149 | 2884721.7767 | 2938786.0413 | 2998194.7633 | 2992067.6139 | 2981953.9801 | 2967215.2296 | 2947925.6465 | 1045713.8791 | 831399.6538 | 806221.6837 | 773792.7186 | 734254.3929 | 687719.3642 | 634272.2807 | 573970.621 | 506845.4127 | 432901.8332 | 48643216.5012
|  | Interest |  | 3606860.1922 | 3503417.8584 | 3394286.1962 | 3279152.2925 | 3157686.0242 | 3029539.1111 | 2894344.1178 | 2751713.3999 | 2601237.9925 | 2442486.4376 | 3157331.7583 | 2915660.6923 | 2660697.7177 | 2391711.7795 | 2107931.6147 | 1808543.5409 | 1492689.123 | 1159462.7121 | 807908.8486 | 437019.5226
|  | Initial Mortgage Payment |  | 5487629.8984 | 5487629.8984 | 5487629.8984 | 5487629.8984 | 5487629.8984 | 5487629.8984 | 5487629.8984 | 5487629.8984 | 5487629.8984 | 5487629.8984 | 5487629.8984 | 5487629.8984 | 5487629.8984 | 5487629.8984 | 5487629.8984 | 5487629.8984 | 5487629.8984 | 5487629.8984 | 5487629.8984 | 5487629.8984
|  | Storage Refresh Mortgage Payment | 2035 11: 2063721.2409; 2036 12: 2063721.2409; 2037 13: 2063721.2409; 2038 14: 2063721.2409; 2039 15: 2063721.2409; 2040 16: 2063721.2409; 2041 17: 2063721.2409; 2042 18: 2063721.2409; 2043 19: 2063721.2409; 2044 20: 2063721.2409
|  | Sinking Fund |  | 1880769.7062 | 1984212.0401 | 2093343.7023 | 2208477.6059 | 2329943.8742 | 2458090.7873 | 2593285.7806 | 2735916.4985 | 2886391.9059 | 3045143.4608 | 4394019.3811 | 4635690.447 | 4890653.4216 | 5159639.3598 | 5443419.5246 | 5742807.5985 | 6058662.0164 | 6391888.4273 | 6743442.2908 | 7114331.6168
|  | Mortgage Balance | 65579276.2217 | 63698506.5155 | 61714294.4755 | 59620950.7732 | 57412473.1673 | 55082529.2931 | 52624438.5058 | 50031152.7252 | 47295236.2267 | 44408844.3208 | 57406031.9686 | 53012012.5875 | 48376322.1404 | 43485668.7188 | 38326029.359 | 32882609.8344 | 27139802.2359 | 21081140.2195 | 14689251.7922 | 7945809.5015 | 831477.8847
|  | Solar Depr | -120077175.1389 | 6003858.7569 | 6003858.7569 | 6003858.7569 | 6003858.7569 | 6003858.7569 | 6003858.7569 | 6003858.7569 | 6003858.7569 | 6003858.7569 | 6003858.7569 | 6003858.7569 | 6003858.7569 | 6003858.7569 | 6003858.7569 | 6003858.7569 | 6003858.7569 | 6003858.7569 | 6003858.7569 | 6003858.7569 | 6003858.7569
|  | Storage Depr | -42066879.865 | 4206687.9865 | 4206687.9865 | 4206687.9865 | 4206687.9865 | 4206687.9865 | 4206687.9865 | 4206687.9865 | 4206687.9865 | 4206687.9865 | 4206687.9865 | 2116402.5209 | 2116402.5209 | 2116402.5209 | 2116402.5209 | 2116402.5209 | 2116402.5209 | 2116402.5209 | 2116402.5209 | 2116402.5209 | 2116402.5209
|  | Accum Depreciation |  | 10210546.7434 | 20421093.4869 | 30631640.2303 | 40842186.9738 | 51052733.7172 | 61263280.4607 | 71473827.2041 | 81684373.9475 | 91894920.691 | 102105467.4344 | 110225728.7123 | 118345989.9902 | 126466251.268 | 134586512.5459 | 142706773.8237 | 150827035.1016 | 158947296.3795 | 167067557.6573 | 175187818.9352 | 183308080.2131
|  | End Year Book Value |  | 151933508.2604 | 141722961.517 | 131512414.7735 | 121301868.0301 | 111091321.2867 | 100880774.5432 | 90670227.7998 | 80459681.0563 | 70249134.3129 | 60038587.5695 | 73082351.5008 | 64962090.2229 | 56841828.9451 | 48721567.6672 | 40601306.3893 | 32481045.1115 | 24360783.8336 | 16240522.5557 | 8120261.2779 | -2.0117e-07
|  | Prop. Tax Value | 162144055.0039 | 153109466.0916 | 144578280.1368 | 136522447.7682 | 128915482.5122 | 121732373.7088 | 114949504.2798 | 108544573.0795 | 102496521.5712 | 96785464.5898 | 91392624.9619 | 108129093.4148 | 100555158.4649 | 93511742.0721 | 86961683.9042 | 80870426.5356 | 75205833.1259 | 69938017.8695 | 65039188.321 | 60483498.7653 | 56246913.8581 | 48643216.5012
|  | Tax Dep |  | 27564489.3507 | 44103182.9611 | 26461909.7766 | 15877145.866 | 15877145.866 | 7938572.933 | 0 | 0 | 0 | 0 | 3023492.6414 | 5183069.7737 | 3702222.9298 | 2644444.9499 | 1888889.2499 | 1888889.2499 | 1888889.2499 | 944127.1646 | 0 | 0
|  | After Tax Dep. Value |  | 5788542.7636 | 9261668.4218 | 5557001.0531 | 3334200.6319 | 3334200.6319 | 1667100.3159 | 0 | 0 | 0 | 0 | 634933.4547 | 1088444.6525 | 777466.8153 | 555333.4395 | 396666.7425 | 396666.7425 | 396666.7425 | 198266.7046 | 0 | 0
|  | Dep. Tax Equity | 0: 23481970.2056; 2025 1: 14.48%
|  | PTC Tax Equity | 0: 49438579.7347; 2025 1: 30.49%
| 73.5% | Debt | 0: 65579276.2217; 2025 1: 40.45%
| 26.5% | Equity | 0: 23644228.8418; 2025 1: 14.58%
|  | Total | 0: 162144055.0039
|  | Check | 0: 0

## Wind PPA
Start Year: | 2025 |  |  | 2025 | 2026 | 2027 | 2028 | 2029 | 2030 | 2031 | 2032 | 2033 | 2034 | 2035 | 2036 | 2037 | 2038 | 2039 | 2040 | 2041 | 2042 | 2043 | 2044 | 2045
|  |  | 0 | 1 | 2 | 3 | 4 | 5 | 6 | 7 | 8 | 9 | 10 | 11 | 12 | 13 | 14 | 15 | 16 | 17 | 18 | 19 | 20 | 21
NW Wind On System (Share) | bar: 0 to 2027 3
|  | MWh |  | 282072 | 282072 | 282072 | 282072 | 282072 | 282072 | 282072 | 282072 | 282072 | 282072 | 282072 | 282072 | 282072 | 282072 | 282072 | 282072 | 282072 | 282072 | 282072 | 282072
|  | PPA Rate ($/MWh) |  | 42.3512 | 42.3512 | 42.3512 | 42.3512 | 42.3512 | 42.3512 | 42.3512 | 42.3512 | 42.3512 | 42.3512 | 42.3512 | 42.3512 | 42.3512 | 42.3512 | 42.3512 | 42.3512 | 42.3512 | 42.3512 | 42.3512 | 42.3512
|  | Revenue |  | 11946101.3597 | 11946101.3597 | 11946101.3597 | 11946101.3597 | 11946101.3597 | 11946101.3597 | 11946101.3597 | 11946101.3597 | 11946101.3597 | 11946101.3597 | 11946101.3597 | 11946101.3597 | 11946101.3597 | 11946101.3597 | 11946101.3597 | 11946101.3597 | 11946101.3597 | 11946101.3597 | 11946101.3597 | 11946101.3597
|  | Fixed O&M |  | 4860193.7088 | 4919626.6523 | 4979290.1107 | 5037521.7091 | 5095905.5215 | 5154420.0611 | 5228308.6726 | 5302953.6438 | 5378352.4923 | 5454502.2606 | 5531399.4961 | 5609040.2308 | 5687419.9605 | 5766533.6229 | 5846375.5751 | 5926939.571 | 6008218.7369 | 6090205.5473 | 6172891.7996 | 6256268.5874
|  | Variable O&M |  | 0 | 0 | 0 | 0 | 0 | 0 | 0 | 0 | 0 | 0 | 0 | 0 | 0 | 0 | 0 | 0 | 0 | 0 | 0 | 0
|  | Property Tax |  | 1459900.4894 | 1378555.5349 | 1301743.0822 | 1229210.5825 | 1160719.5589 | 1096044.8223 | 1034973.7309 | 977305.4914 | 922850.4986 | 871429.7118 | 822874.0665 | 777023.9185 | 733728.5188 | 692845.5179 | 654240.4982 | 617786.5317 | 583363.7627 | 550859.0139 | 520165.4141 | 491182.0469
|  | Total Operating Costs |  | 6320094.1982 | 6298182.1872 | 6281033.1929 | 6266732.2917 | 6256625.0804 | 6250464.8833 | 6263282.4035 | 6280259.1352 | 6301202.9909 | 6325931.9724 | 6354273.5626 | 6386064.1494 | 6421148.4793 | 6459379.1408 | 6500616.0734 | 6544726.1027 | 6591582.4996 | 6641064.5612 | 6693057.2137 | 6747450.6343
|  | EBITDA |  | 5626007.1615 | 5647919.1725 | 5665068.1668 | 5679369.068 | 5689476.2793 | 5695636.4764 | 5682818.9562 | 5665842.2245 | 5644898.3688 | 5620169.3873 | 5591827.7971 | 5560037.2103 | 5524952.8804 | 5486722.2189 | 5445485.2863 | 5401375.257 | 5354518.8601 | 5305036.7984 | 5253044.146 | 5198650.7254
|  | Before Tax Earnings |  | -28041806.8958 | -45410509.7652 | -26571393.0108 | -15202376.5726 | -15041742.1948 | -6467749.0184 | 2096000.7796 | 2255779.275 | 2421312.1838 | 2593316.1889 | 2772527.8994 | 2959706.045 | 3155633.7277 | 3361120.7395 | 3577005.9524 | 3804159.7864 | 4043486.7653 | 4295928.1652 | 4562464.7647 | 4844119.7048
|  | PTC | 2025 1: 7917448.8717; 2026 2: 8094271.8965; 2027 3: 8275043.9689; 2028 4: 8457094.9362; 2029 5: 8643151.0248; 2030 6: 8833300.3473; 2031 7: 9027632.9549; 2032 8: 9226240.88; 2033 9: 9429218.1793; 2034 10: 9636660.9793
|  | Federal Tax |  | -13806228.3198 | -17630478.9472 | -13855036.5011 | -11649594.0164 | -11801916.8857 | -10191527.6412 | -8587472.7912 | -8752527.2322 | -8920742.6207 | -9092064.5796 | 582230.8589 | 621538.2695 | 662683.0828 | 705835.3553 | 751171.25 | 798873.5551 | 849132.2207 | 902144.9147 | 958117.6006 | 1017265.138
| 7.5% | Free Cash Flow | -145990048.9352 | 19432235.4813 | 23278398.1197 | 19520104.6679 | 17328963.0844 | 17491393.165 | 15887164.1175 | 14270291.7474 | 14418369.4567 | 14565640.9895 | 14712233.9669 | 5009596.9382 | 4938498.9409 | 4862269.7975 | 4780886.8636 | 4694314.0363 | 4602501.7018 | 4505386.6393 | 4402891.8838 | 4294926.5455 | 4181385.5874 | 43797014.6806
| -3.846% | ROE | -39847327.0541 | -1417345.0225 | -1426954.6421 | -1441807.6509 | -1460472.6924 | -1484098.7005 | -1512581.4385 | -1557890.7844 | -1608421.0001 | -1664126.7666 | -1724976.5892 | -1790952.6386 | -1862050.636 | -1938279.7793 | -2019662.7133 | -2106235.5405 | -2198047.875 | -2295162.9375 | -2397657.6931 | -2505623.0314 | -2619163.9895 | 43797014.6806
|  | Interest |  | 4469804.2703 | 4341613.2784 | 4206371.782 | 4063692.0033 | 3913164.8368 | 3754358.6761 | 3586818.1765 | 3410062.9495 | 3223586.185 | 3026853.1985 | 2819299.8976 | 2600331.1653 | 2369319.1527 | 2125601.4793 | 1868479.334 | 1597215.4706 | 1311032.0948 | 1009108.6332 | 690579.3813 | 354531.0206
|  | Mortgage Payment |  | 6800549.5768 | 6800549.5768 | 6800549.5768 | 6800549.5768 | 6800549.5768 | 6800549.5768 | 6800549.5768 | 6800549.5768 | 6800549.5768 | 6800549.5768 | 6800549.5768 | 6800549.5768 | 6800549.5768 | 6800549.5768 | 6800549.5768 | 6800549.5768 | 6800549.5768 | 6800549.5768 | 6800549.5768 | 6800549.5768
|  | Sinking Fund |  | 2330745.3065 | 2458936.2984 | 2594177.7948 | 2736857.5735 | 2887384.7401 | 3046190.9008 | 3213731.4003 | 3390486.6273 | 3576963.3918 | 3773696.3784 | 3981249.6792 | 4200218.4116 | 4431230.4242 | 4674948.0975 | 4932070.2429 | 5203334.1062 | 5489517.4821 | 5791440.9436 | 6109970.1955 | 6446018.5563
|  | Mortgage Balance | 81269168.551 | 78938423.2445 | 76479486.9461 | 73885309.1513 | 71148451.5777 | 68261066.8377 | 65214875.9369 | 62001144.5366 | 58610657.9092 | 55033694.5174 | 51259998.139 | 47278748.4598 | 43078530.0483 | 38647299.6241 | 33972351.5266 | 29040281.2837 | 23836947.1774 | 18347429.6953 | 12555988.7517 | 6446018.5563 | -8.2888e-08
|  | Book Depr |  | 7299502.4468 | 7299502.4468 | 7299502.4468 | 7299502.4468 | 7299502.4468 | 7299502.4468 | 7299502.4468 | 7299502.4468 | 7299502.4468 | 7299502.4468 | 7299502.4468 | 7299502.4468 | 7299502.4468 | 7299502.4468 | 7299502.4468 | 7299502.4468 | 7299502.4468 | 7299502.4468 | 7299502.4468 | 7299502.4468
|  | Accum Depreciation |  | 7299502.4468 | 14599004.8935 | 21898507.3403 | 29198009.787 | 36497512.2338 | 43797014.6806 | 51096517.1273 | 58396019.5741 | 65695522.0208 | 72995024.4676 | 80294526.9144 | 87594029.3611 | 94893531.8079 | 102193034.2546 | 109492536.7014 | 116792039.1482 | 124091541.5949 | 131391044.0417 | 138690546.4884 | 145990048.9352
|  | End Year Book Value |  | 138690546.4884 | 131391044.0417 | 124091541.5949 | 116792039.1482 | 109492536.7014 | 102193034.2546 | 94893531.8079 | 87594029.3611 | 80294526.9144 | 72995024.4676 | 65695522.0208 | 58396019.5741 | 51096517.1273 | 43797014.6806 | 36497512.2338 | 29198009.787 | 21898507.3403 | 14599004.8935 | 7299502.4468 | 0
|  | Prop. Tax Value | 145990048.9352 | 137855553.4868 | 130174308.2201 | 122921058.2525 | 116071955.8914 | 109604482.2261 | 103497373.0889 | 97730549.1413 | 92285049.8559 | 87142971.1767 | 82287406.6532 | 77702391.8542 | 73372851.8788 | 69284551.7927 | 65424049.8248 | 61778653.1735 | 58336376.2737 | 55085901.3905 | 52016541.4074 | 49118204.6892 | 46381361.9017 | 43797014.6806
|  | Tax Dep |  | 29198009.787 | 46716815.6593 | 28030089.3956 | 16818053.6373 | 16818053.6373 | 8409026.8187 | 0 | 0 | 0 | 0 | 0 | 0 | 0 | 0 | 0 | 0 | 0 | 0 | 0 | 0
|  | After Tax Dep. Value |  | 6131582.0553 | 9810531.2884 | 5886318.7731 | 3531791.2638 | 3531791.2638 | 1765895.6319 | 0 | 0 | 0 | 0 | 0 | 0 | 0 | 0 | 0 | 0 | 0 | 0 | 0 | 0
|  | Dep. Tax Equity | 2025 1: 24873553.3301; 2026 2: 17.04%
|  | PTC Tax Equity | 2025 1: 0; 2026 2: 0%
| 67.1% | Debt | 2025 1: 81269168.551; 2026 2: 55.67%
| 32.9% | Equity | 2025 1: 39847327.0541; 2026 2: 27.29%
|  | Total | 2025 1: 145990048.9352
|  | Check | 2025 1: 0
NW Wind Off System | bar: 0 to 2027 3
|  | MWh |  | 282072 | 282072 | 282072 | 282072 | 282072 | 282072 | 282072 | 282072 | 282072 | 282072 | 282072 | 282072 | 282072 | 282072 | 282072 | 282072 | 282072 | 282072 | 282072 | 282072
|  | PPA Rate ($/MWh) |  | 47.0892 | 47.0892 | 47.0892 | 47.0892 | 47.0892 | 47.0892 | 47.0892 | 47.0892 | 47.0892 | 47.0892 | 47.0892 | 47.0892 | 47.0892 | 47.0892 | 47.0892 | 47.0892 | 47.0892 | 47.0892 | 47.0892 | 47.0892
|  | Revenue |  | 13282555.8994 | 13282555.8994 | 13282555.8994 | 13282555.8994 | 13282555.8994 | 13282555.8994 | 13282555.8994 | 13282555.8994 | 13282555.8994 | 13282555.8994 | 13282555.8994 | 13282555.8994 | 13282555.8994 | 13282555.8994 | 13282555.8994 | 13282555.8994 | 13282555.8994 | 13282555.8994 | 13282555.8994 | 13282555.8994
|  | Fixed O&M |  | 4741652.3989 | 4799635.7584 | 4857844.0104 | 4914655.326 | 4971615.1429 | 5028702.4986 | 5100788.9489 | 5173613.311 | 5247173.1632 | 5321465.6201 | 5396487.3132 | 5472234.3715 | 5548702.4005 | 5625886.4614 | 5703781.0489 | 5782380.0693 | 5861676.8165 | 5941663.9486 | 6022333.463 | 6103676.6707
|  | Variable O&M |  | 0 | 0 | 0 | 0 | 0 | 0 | 0 | 0 | 0 | 0 | 0 | 0 | 0 | 0 | 0 | 0 | 0 | 0 | 0 | 0
|  | Property Tax |  | 1613217.1038 | 1523329.4212 | 1438450.237 | 1358300.4803 | 1282616.6296 | 1211149.8466 | 1143665.1586 | 1079940.6849 | 1019766.9084 | 962945.9857 | 909291.0976 | 858625.8342 | 810783.6148 | 765607.141 | 722947.8786 | 682665.5699 | 644627.772 | 608709.422 | 574792.4252 | 542765.2672
|  | Total Operating Costs |  | 6354869.5027 | 6322965.1795 | 6296294.2475 | 6272955.8063 | 6254231.7725 | 6239852.3452 | 6244454.1075 | 6253553.996 | 6266940.0716 | 6284411.6058 | 6305778.4109 | 6330860.2057 | 6359486.0154 | 6391493.6024 | 6426728.9275 | 6465045.6391 | 6506304.5885 | 6550373.3706 | 6597125.8882 | 6646441.9378
|  | EBITDA |  | 6927686.3967 | 6959590.7198 | 6986261.6519 | 7009600.0931 | 7028324.1269 | 7042703.5541 | 7038101.7919 | 7029001.9034 | 7015615.8278 | 6998144.2935 | 6976777.4885 | 6951695.6937 | 6923069.884 | 6891062.297 | 6855826.9718 | 6817510.2603 | 6776251.3109 | 6732182.5288 | 6685430.0112 | 6636113.9616
|  | Before Tax Earnings |  | -30275872.2575 | -49460919.7576 | -28635625.5363 | -16065115.9375 | -15880056.5942 | -6398062.8977 | 3074601.2158 | 3260819.1298 | 3453493.3358 | 3653415.3986 | 3861398.8385 | 4078281.5521 | 4304928.2988 | 4542233.2588 | 4791122.6707 | 5052557.5567 | 5327536.5428 | 5617098.7826 | 5922326.9931 | 6244350.6116
|  | PTC | 2025 1: 7917448.8717; 2026 2: 8094271.8965; 2027 3: 8275043.9689; 2028 4: 8457094.9362; 2029 5: 8643151.0248; 2030 6: 8833300.3473; 2031 7: 9027632.9549; 2032 8: 9226240.88; 2033 9: 9429218.1793; 2034 10: 9636660.9793
|  | Federal Tax |  | -14275382.0458 | -18481065.0456 | -14288525.3315 | -11830769.283 | -11977962.9096 | -10176893.5558 | -8381966.6996 | -8541468.8627 | -8703984.5788 | -8869443.7455 | 810893.7561 | 856439.1259 | 904034.9428 | 953868.9843 | 1006135.7608 | 1061037.0869 | 1118782.674 | 1179590.7443 | 1243688.6686 | 1311313.6284
| 7.5% | Free Cash Flow | -161321710.38 | 21203068.4425 | 25440655.7654 | 21274786.9834 | 18840369.3761 | 19006287.0364 | 17219597.1099 | 15420068.4915 | 15570470.7661 | 15719600.4066 | 15867588.0391 | 6165883.7324 | 6095256.5677 | 6019034.9413 | 5937193.3127 | 5849691.211 | 5756473.1734 | 5657468.6369 | 5552591.7844 | 5441741.3426 | 5324800.3331 | 48396513.114
| -2.537% | ROE | -44032035.069 | -1004625.6135 | -1009168.417 | -1019481.6964 | -1034153.7259 | -1054292.1542 | -1079783.9945 | -1122297.8118 | -1170503.4622 | -1224351.1211 | -1283806.2885 | -1348849.6159 | -1419476.7806 | -1495698.4071 | -1577540.0357 | -1665042.1373 | -1758260.175 | -1857264.7114 | -1962141.5639 | -2072992.0057 | -2189933.0152 | 48396513.114
|  | Interest |  | 4939216.5782 | 4797563.1558 | 4648118.7952 | 4490454.9948 | 4324119.6854 | 4148635.9339 | 3963500.5761 | 3768182.7736 | 3562122.492 | 3344728.8949 | 3115378.65 | 2873414.1416 | 2618141.5852 | 2348829.0382 | 2064704.3012 | 1764952.7036 | 1448714.7681 | 1115083.7462 | 763103.0181 | 391763.3499
|  | Mortgage Payment |  | 7514733.3483 | 7514733.3483 | 7514733.3483 | 7514733.3483 | 7514733.3483 | 7514733.3483 | 7514733.3483 | 7514733.3483 | 7514733.3483 | 7514733.3483 | 7514733.3483 | 7514733.3483 | 7514733.3483 | 7514733.3483 | 7514733.3483 | 7514733.3483 | 7514733.3483 | 7514733.3483 | 7514733.3483 | 7514733.3483
|  | Sinking Fund |  | 2575516.7702 | 2717170.1925 | 2866614.5531 | 3024278.3535 | 3190613.663 | 3366097.4145 | 3551232.7722 | 3746550.5747 | 3952610.8563 | 4170004.4534 | 4399354.6984 | 4641319.2068 | 4896591.7632 | 5165904.3101 | 5450029.0472 | 5749780.6448 | 6066018.5802 | 6399649.6022 | 6751630.3303 | 7122969.9984
|  | Mortgage Balance | 89803937.785 | 87228421.0148 | 84511250.8223 | 81644636.2692 | 78620357.9156 | 75429744.2526 | 72063646.8382 | 68512414.0659 | 64765863.4912 | 60813252.6349 | 56643248.1815 | 52243893.4831 | 47602574.2763 | 42705982.5132 | 37540078.203 | 32090049.1559 | 26340268.5111 | 20274249.9309 | 13874600.3287 | 7122969.9984 | -3.6322e-08
|  | Book Depr |  | 8066085.519 | 8066085.519 | 8066085.519 | 8066085.519 | 8066085.519 | 8066085.519 | 8066085.519 | 8066085.519 | 8066085.519 | 8066085.519 | 8066085.519 | 8066085.519 | 8066085.519 | 8066085.519 | 8066085.519 | 8066085.519 | 8066085.519 | 8066085.519 | 8066085.519 | 8066085.519
|  | Accum Depreciation |  | 8066085.519 | 16132171.038 | 24198256.557 | 32264342.076 | 40330427.595 | 48396513.114 | 56462598.633 | 64528684.152 | 72594769.671 | 80660855.19 | 88726940.709 | 96793026.228 | 104859111.747 | 112925197.266 | 120991282.785 | 129057368.304 | 137123453.823 | 145189539.342 | 153255624.861 | 161321710.38
|  | End Year Book Value |  | 153255624.861 | 145189539.342 | 137123453.823 | 129057368.304 | 120991282.785 | 112925197.266 | 104859111.747 | 96793026.228 | 88726940.709 | 80660855.19 | 72594769.671 | 64528684.152 | 56462598.633 | 48396513.114 | 40330427.595 | 32264342.076 | 24198256.557 | 16132171.038 | 8066085.519 | 0
|  | Prop. Tax Value | 161321710.38 | 152332942.1154 | 143845023.7038 | 135830048.0317 | 128261662.9566 | 121114984.665 | 114366515.8572 | 107994068.492 | 101976690.835 | 96294598.5727 | 90929109.7636 | 85862583.4155 | 81078361.4834 | 76560714.1009 | 72294787.862 | 68266556.9853 | 64462777.1995 | 60870942.1974 | 57479242.5175 | 54276526.7157 | 51252264.701 | 48396513.114
|  | Tax Dep |  | 32264342.076 | 51622947.3216 | 30973768.393 | 18584261.0358 | 18584261.0358 | 9292130.5179 | 0 | 0 | 0 | 0 | 0 | 0 | 0 | 0 | 0 | 0 | 0 | 0 | 0 | 0
|  | After Tax Dep. Value |  | 6775511.836 | 10840818.9375 | 6504491.3625 | 3902694.8175 | 3902694.8175 | 1951347.4088 | 0 | 0 | 0 | 0 | 0 | 0 | 0 | 0 | 0 | 0 | 0 | 0 | 0 | 0
|  | Dep. Tax Equity | 2025 1: 27485737.526; 2026 2: 17.04%
|  | PTC Tax Equity | 2025 1: 0; 2026 2: 0%
| 67.1% | Debt | 2025 1: 89803937.785; 2026 2: 55.67%
| 32.9% | Equity | 2025 1: 44032035.069; 2026 2: 27.29%
|  | Total | 2025 1: 161321710.38
|  | Check | 2025 1: 0
Wind Montana | bar: 0 to 2027 3
|  | MWh |  | 359160 | 359160 | 359160 | 359160 | 359160 | 359160 | 359160 | 359160 | 359160 | 359160 | 359160 | 359160 | 359160 | 359160 | 359160 | 359160 | 359160 | 359160 | 359160 | 359160
|  | PPA Rate ($/MWh) |  | 32.6895 | 32.6895 | 32.6895 | 32.6895 | 32.6895 | 32.6895 | 32.6895 | 32.6895 | 32.6895 | 32.6895 | 32.6895 | 32.6895 | 32.6895 | 32.6895 | 32.6895 | 32.6895 | 32.6895 | 32.6895 | 32.6895 | 32.6895
|  | Revenue |  | 11740749.5877 | 11740749.5877 | 11740749.5877 | 11740749.5877 | 11740749.5877 | 11740749.5877 | 11740749.5877 | 11740749.5877 | 11740749.5877 | 11740749.5877 | 11740749.5877 | 11740749.5877 | 11740749.5877 | 11740749.5877 | 11740749.5877 | 11740749.5877 | 11740749.5877 | 11740749.5877 | 11740749.5877 | 11740749.5877
|  | Fixed O&M |  | 4860193.7088 | 4919626.6523 | 4979290.1107 | 5037521.7091 | 5095905.5215 | 5154420.0611 | 5228308.6726 | 5302953.6438 | 5378352.4923 | 5454502.2606 | 5531399.4961 | 5609040.2308 | 5687419.9605 | 5766533.6229 | 5846375.5751 | 5926939.571 | 6008218.7369 | 6090205.5473 | 6172891.7996 | 6256268.5874
|  | Variable O&M |  | 0 | 0 | 0 | 0 | 0 | 0 | 0 | 0 | 0 | 0 | 0 | 0 | 0 | 0 | 0 | 0 | 0 | 0 | 0 | 0
|  | Property Tax |  | 1648824.4328 | 1556952.7269 | 1470200.0683 | 1388281.2262 | 1310926.8627 | 1237882.6472 | 1168908.4203 | 1103777.4042 | 1042275.4571 | 984200.3689 | 929361.1968 | 877577.637 | 828679.4324 | 782505.8122 | 738904.9639 | 697733.534 | 658856.1565 | 622145.0077 | 587479.3865 | 554745.3171
|  | Total Operating Costs |  | 6509018.1416 | 6476579.3792 | 6449490.179 | 6425802.9354 | 6406832.3842 | 6392302.7083 | 6397217.0929 | 6406731.048 | 6420627.9494 | 6438702.6295 | 6460760.6929 | 6486617.8679 | 6516099.3929 | 6549039.4351 | 6585280.5391 | 6624673.105 | 6667074.8933 | 6712350.555 | 6760371.1861 | 6811013.9045
|  | EBITDA |  | 5231731.4461 | 5264170.2085 | 5291259.4087 | 5314946.6524 | 5333917.2035 | 5348446.8795 | 5343532.4948 | 5334018.5397 | 5320121.6383 | 5302046.9582 | 5279988.8948 | 5254131.7199 | 5224650.1948 | 5191710.1527 | 5155469.0487 | 5116076.4827 | 5073674.6944 | 5028399.0327 | 4980378.4017 | 4929735.6832
|  | Before Tax Earnings |  | -32792993.4046 | -52401667.804 | -31116882.9301 | -18269080.2475 | -18080102.9926 | -8388987.5112 | 1292548.5485 | 1482663.499 | 1679375.093 | 1883492.3755 | 2095846.8327 | 2317294.8669 | 2548720.3376 | 2791037.1759 | 3045192.0808 | 3312167.3042 | 3592983.5337 | 3888702.8808 | 4200431.984 | 4529325.2352
|  | PTC | 2025 1: 10081223.7186; 2026 2: 10306371.0483; 2027 3: 10536546.6684; 2028 4: 10768350.6951; 2029 5: 11005254.4104; 2030 6: 11247370.0074; 2031 7: 11494812.1476; 2032 8: 11747698.0148; 2033 9: 12006147.3712; 2034 10: 12270282.6133
|  | Federal Tax |  | -16967752.3336 | -21310721.2872 | -17071092.0837 | -14604857.5471 | -14802076.0388 | -13009057.3848 | -11223376.9524 | -11436338.6801 | -11653478.6016 | -11874749.2145 | 440127.8349 | 486631.9221 | 535231.2709 | 586117.8069 | 639490.337 | 695555.1339 | 754526.5421 | 816627.605 | 882090.7166 | 951158.2994
| 7.5% | Free Cash Flow | -164882443.2808 | 22199483.7797 | 26574891.4957 | 22362351.4925 | 19919804.1995 | 20135993.2424 | 18357504.2643 | 16566909.4472 | 16770357.2198 | 16973600.24 | 17176796.1727 | 4839861.06 | 4767499.7978 | 4689418.9239 | 4605592.3457 | 4515978.7117 | 4420521.3488 | 4319148.1523 | 4211771.4277 | 4098287.685 | 3978577.3838 | 49464732.9843
| -5.429% | ROE | -45003921.0947 | -2487402.9679 | -2492180.1523 | -2502855.7002 | -2517982.9747 | -2538697.6471 | -2564884.1883 | -2608503.1116 | -2657941.2063 | -2713147.5424 | -2774086.8519 | -2840739.3512 | -2913100.6134 | -2991181.4873 | -3075008.0655 | -3164621.6995 | -3260079.0624 | -3361452.2589 | -3468828.9835 | -3582312.7262 | -3702023.0274 | 49464732.9843
|  | Interest |  | 5048236.1945 | 4903456.1626 | 4750713.2289 | 4589569.4339 | 4419562.7302 | 4240205.6577 | 4050983.9463 | 3851355.0407 | 3640746.5453 | 3418554.5827 | 3184142.0621 | 2936836.8529 | 2675929.8572 | 2400672.9767 | 2110276.9678 | 1803909.1785 | 1480691.1607 | 1139696.1519 | 779946.4176 | 400410.448
|  | Mortgage Payment |  | 7680600.4112 | 7680600.4112 | 7680600.4112 | 7680600.4112 | 7680600.4112 | 7680600.4112 | 7680600.4112 | 7680600.4112 | 7680600.4112 | 7680600.4112 | 7680600.4112 | 7680600.4112 | 7680600.4112 | 7680600.4112 | 7680600.4112 | 7680600.4112 | 7680600.4112 | 7680600.4112 | 7680600.4112 | 7680600.4112
|  | Sinking Fund |  | 2632364.2167 | 2777144.2486 | 2929887.1823 | 3091030.9773 | 3261037.681 | 3440394.7535 | 3629616.4649 | 3829245.3705 | 4039853.8659 | 4262045.8285 | 4496458.3491 | 4743763.5583 | 5004670.554 | 5279927.4345 | 5570323.4433 | 5876691.2327 | 6199909.2505 | 6540904.2593 | 6900653.9936 | 7280189.9632
|  | Mortgage Balance | 91786112.6277 | 89153748.411 | 86376604.1624 | 83446716.9802 | 80355686.0029 | 77094648.3219 | 73654253.5684 | 70024637.1034 | 66195391.7329 | 62155537.867 | 57893492.0385 | 53397033.6894 | 48653270.1312 | 43648599.5772 | 38368672.1427 | 32798348.6994 | 26921657.4666 | 20721748.2161 | 14180843.9568 | 7280189.9632 | 1.8626e-08
|  | Book Depr |  | 8244122.164 | 8244122.164 | 8244122.164 | 8244122.164 | 8244122.164 | 8244122.164 | 8244122.164 | 8244122.164 | 8244122.164 | 8244122.164 | 8244122.164 | 8244122.164 | 8244122.164 | 8244122.164 | 8244122.164 | 8244122.164 | 8244122.164 | 8244122.164 | 8244122.164 | 8244122.164
|  | Accum Depreciation |  | 8244122.164 | 16488244.3281 | 24732366.4921 | 32976488.6562 | 41220610.8202 | 49464732.9843 | 57708855.1483 | 65952977.3123 | 74197099.4764 | 82441221.6404 | 90685343.8045 | 98929465.9685 | 107173588.1325 | 115417710.2966 | 123661832.4606 | 131905954.6247 | 140150076.7887 | 148394198.9528 | 156638321.1168 | 164882443.2808
|  | End Year Book Value |  | 156638321.1168 | 148394198.9528 | 140150076.7887 | 131905954.6247 | 123661832.4606 | 115417710.2966 | 107173588.1325 | 98929465.9685 | 90685343.8045 | 82441221.6404 | 74197099.4764 | 65952977.3123 | 57708855.1483 | 49464732.9843 | 41220610.8202 | 32976488.6562 | 24732366.4921 | 16488244.3281 | 8244122.164 | 0
|  | Prop. Tax Value | 164882443.2808 | 155695272.6883 | 147020006.8311 | 138828122.6232 | 131092686.271 | 123788264.7193 | 116890842.0301 | 110377740.4222 | 104227545.7096 | 98420036.894 | 92936119.682 | 87757763.7046 | 82867943.2366 | 78250581.2178 | 73890496.3943 | 69773353.4042 | 65885615.6452 | 62214500.7679 | 58747938.6494 | 55474531.7081 | 52383517.4303 | 49464732.9843
|  | Tax Dep |  | 32976488.6562 | 52762381.8499 | 31657429.1099 | 18994457.466 | 18994457.466 | 9497228.733 | 0 | 0 | 0 | 0 | 0 | 0 | 0 | 0 | 0 | 0 | 0 | 0 | 0 | 0
|  | After Tax Dep. Value |  | 6925062.6178 | 11080100.1885 | 6648060.1131 | 3988836.0678 | 3988836.0678 | 1994418.0339 | 0 | 0 | 0 | 0 | 0 | 0 | 0 | 0 | 0 | 0 | 0 | 0 | 0 | 0
|  | Dep. Tax Equity | 2025 1: 28092409.5585; 2026 2: 17.04%
|  | PTC Tax Equity | 2025 1: 0; 2026 2: 0%
| 67.1% | Debt | 2025 1: 91786112.6277; 2026 2: 55.67%
| 32.9% | Equity | 2025 1: 45003921.0947; 2026 2: 27.29%
|  | Total | 2025 1: 164882443.2808
|  | Check | 2025 1: 0
Off Shore Wind (Share) | bar: 0 to 2027 3
|  | MWh |  | 423550.2914 | 423550.2914 | 423550.2914 | 423550.2914 | 423550.2914 | 423550.2914 | 423550.2914 | 423550.2914 | 423550.2914 | 423550.2914 | 423550.2914 | 423550.2914 | 423550.2914 | 423550.2914 | 423550.2914 | 423550.2914 | 423550.2914 | 423550.2914 | 423550.2914 | 423550.2914
|  | PPA Rate ($/MWh) |  | 124.4199 | 124.4199 | 124.4199 | 124.4199 | 124.4199 | 124.4199 | 124.4199 | 124.4199 | 124.4199 | 124.4199 | 124.4199 | 124.4199 | 124.4199 | 124.4199 | 124.4199 | 124.4199 | 124.4199 | 124.4199 | 124.4199 | 124.4199
|  | Revenue |  | 52698073.6685 | 52698073.6685 | 52698073.6685 | 52698073.6685 | 52698073.6685 | 52698073.6685 | 52698073.6685 | 52698073.6685 | 52698073.6685 | 52698073.6685 | 52698073.6685 | 52698073.6685 | 52698073.6685 | 52698073.6685 | 52698073.6685 | 52698073.6685 | 52698073.6685 | 52698073.6685 | 52698073.6685 | 52698073.6685
|  | Fixed O&M |  | 9700998.4554 | 9721393.9548 | 9759023.5602 | 9807789.3514 | 9868743.3421 | 9940304.3164 | 10021266.7731 | 10110695.6433 | 10207855.4169 | 10312161.0418 | 10423143.0574 | 10540422.2969 | 10663691.1825 | 10792699.6631 | 10927244.483 | 11067160.8836 | 11212316.1088 | 11362604.2666 | 11517942.2243 | 11678266.2994
|  | Variable O&M |  | 0 | 0 | 0 | 0 | 0 | 0 | 0 | 0 | 0 | 0 | 0 | 0 | 0 | 0 | 0 | 0 | 0 | 0 | 0 | 0
|  | Property Tax |  | 5535122.6814 | 5226708.3026 | 4935478.6249 | 4660476.125 | 4400796.6325 | 4155586.3566 | 3924039.0796 | 3705393.5057 | 3498930.7582 | 3303972.0159 | 3119876.2812 | 2946038.2724 | 2781886.434 | 2626881.0573 | 2480512.5057 | 2342299.5396 | 2211787.7336 | 2088547.9828 | 1972175.0917 | 1862286.4423
|  | Total Operating Costs |  | 15236121.1368 | 14948102.2573 | 14694502.1851 | 14468265.4764 | 14269539.9746 | 14095890.673 | 13945305.8526 | 13816089.149 | 13706786.1751 | 13616133.0577 | 13543019.3386 | 13486460.5693 | 13445577.6165 | 13419580.7203 | 13407756.9887 | 13409460.4232 | 13424103.8424 | 13451152.2494 | 13490117.316 | 13540552.7417
|  | EBITDA |  | 37461952.5317 | 37749971.4111 | 38003571.4834 | 38229808.192 | 38428533.6939 | 38602182.9955 | 38752767.8158 | 38881984.5195 | 38991287.4933 | 39081940.6107 | 39155054.3299 | 39211613.0992 | 39252496.052 | 39278492.9481 | 39290316.6798 | 39288613.2453 | 39273969.8261 | 39246921.4191 | 39207956.3524 | 39157520.9268
|  | Before Tax Earnings |  | -87263468.9151 | -152994752.8902 | -81467293.8613 | -38283690.4498 | -37612721.0901 | -5058547.8737 | 27499962.8114 | 28183707.7919 | 28878038.098 | 29585895.0508 | 30310158.8163 | 31053680.8846 | 31819310.1178 | 32609914.3398 | 33428398.8001 | 34277722.4345 | 35160912.5729 | 36081078.5691 | 37041424.6979 | 38045262.5835
|  | PTC | 2025 1: 11888587.9373; 2026 2: 12154099.7346; 2027 3: 12425541.2953; 2028 4: 12698903.2038; 2029 5: 12978279.0743; 2030 6: 13263801.2139; 2031 7: 13555604.8406; 2032 8: 13853828.1471; 2033 9: 14158612.3663; 2034 10: 14470101.8384
|  | Federal Tax |  | -30213916.4095 | -44282997.8415 | -29533673.0062 | -20738478.1982 | -20876950.5032 | -14326096.2674 | -7780612.6502 | -7935249.5108 | -8094224.3658 | -8257063.8777 | 6365133.3514 | 6521272.9858 | 6682055.1247 | 6848082.0113 | 7019963.748 | 7198321.7112 | 7383791.6403 | 7577026.4995 | 7778699.1866 | 7989505.1425
| 7.5% | Free Cash Flow | -553512268.139 | 67675868.9411 | 82032969.2526 | 67537244.4895 | 58968286.3903 | 59305484.1971 | 52928279.2629 | 46533380.4661 | 46817234.0303 | 47085511.8591 | 47339004.4885 | 32789920.9784 | 32690340.1134 | 32570440.9272 | 32430410.9368 | 32270352.9317 | 32090291.534 | 31890178.1858 | 31669894.9196 | 31429257.1659 | 31168015.7843 | 166053680.4417
| 10.15% | ROE | -117245782.6935 | 11204628.4294 | 11347707.7865 | 11458951.2303 | 11543677.0831 | 11601499.0194 | 11634056.3409 | 11642638.3129 | 11628268.5706 | 11591762.1802 | 11533765.3375 | 11454783.6658 | 11355202.8008 | 11235303.6146 | 11095273.6242 | 10935215.6191 | 10755154.2214 | 10555040.8732 | 10334757.607 | 10094119.8533 | 9832878.4717 | 166053680.4417
|  | Interest |  | 14022967.819 | 13620798.4968 | 13196509.862 | 12748885.3522 | 12276641.4943 | 11778424.2243 | 11252805.0045 | 10698276.7275 | 10113249.3954 | 9496045.5599 | 8844895.5135 | 8157932.2146 | 7433185.9342 | 6668578.6084 | 5861917.8796 | 5010890.8108 | 4113057.2532 | 3165842.85 | 2166531.6545 | 1112258.3433
|  | Mortgage Payment |  | 21335137.3126 | 21335137.3126 | 21335137.3126 | 21335137.3126 | 21335137.3126 | 21335137.3126 | 21335137.3126 | 21335137.3126 | 21335137.3126 | 21335137.3126 | 21335137.3126 | 21335137.3126 | 21335137.3126 | 21335137.3126 | 21335137.3126 | 21335137.3126 | 21335137.3126 | 21335137.3126 | 21335137.3126 | 21335137.3126
|  | Sinking Fund |  | 7312169.4936 | 7714338.8158 | 8138627.4506 | 8586251.9604 | 9058495.8183 | 9556713.0883 | 10082332.3081 | 10636860.5851 | 11221887.9172 | 11839091.7527 | 12490241.7991 | 13177205.098 | 13901951.3784 | 14666558.7042 | 15473219.433 | 16324246.5018 | 17222080.0594 | 18169294.4627 | 19168605.6581 | 20222878.9693
|  | Mortgage Balance | 254963051.2541 | 247650881.7605 | 239936542.9447 | 231797915.494 | 223211663.5336 | 214153167.7153 | 204596454.6271 | 194514122.319 | 183877261.7339 | 172655373.8167 | 160816282.064 | 148326040.2649 | 135148835.1669 | 121246883.7884 | 106580325.0842 | 91107105.6512 | 74782859.1494 | 57560779.09 | 39391484.6274 | 20222878.9693 | -1.9372e-07
|  | Book Depr |  | 27675613.4069 | 27675613.4069 | 27675613.4069 | 27675613.4069 | 27675613.4069 | 27675613.4069 | 27675613.4069 | 27675613.4069 | 27675613.4069 | 27675613.4069 | 27675613.4069 | 27675613.4069 | 27675613.4069 | 27675613.4069 | 27675613.4069 | 27675613.4069 | 27675613.4069 | 27675613.4069 | 27675613.4069 | 27675613.4069
|  | Accum Depreciation |  | 27675613.4069 | 55351226.8139 | 83026840.2208 | 110702453.6278 | 138378067.0347 | 166053680.4417 | 193729293.8486 | 221404907.2556 | 249080520.6625 | 276756134.0695 | 304431747.4764 | 332107360.8834 | 359782974.2903 | 387458587.6973 | 415134201.1042 | 442809814.5112 | 470485427.9181 | 498161041.3251 | 525836654.732 | 553512268.139
|  | End Year Book Value |  | 525836654.732 | 498161041.3251 | 470485427.9181 | 442809814.5112 | 415134201.1042 | 387458587.6973 | 359782974.2903 | 332107360.8834 | 304431747.4764 | 276756134.0695 | 249080520.6625 | 221404907.2556 | 193729293.8486 | 166053680.4417 | 138378067.0347 | 110702453.6278 | 83026840.2208 | 55351226.8139 | 27675613.4069 | 0
|  | Prop. Tax Value | 553512268.139 | 522670830.2558 | 493547862.487 | 466047612.5026 | 440079663.2467 | 415558635.6581 | 392403907.9561 | 370539350.567 | 349893075.8201 | 330397201.5914 | 311987628.1164 | 294603827.2384 | 278188643.4007 | 262688105.7268 | 248051250.5716 | 234229953.9596 | 221178773.3602 | 208854798.2791 | 197217509.1737 | 186228644.2311 | 175852073.5682 | 166053680.4417
|  | Tax Dep |  | 110702453.6278 | 177123925.8045 | 106274355.4827 | 63764613.2896 | 63764613.2896 | 31882306.6448 | 0 | 0 | 0 | 0 | 0 | 0 | 0 | 0 | 0 | 0 | 0 | 0 | 0 | 0
|  | After Tax Dep. Value |  | 23247515.2618 | 37196024.4189 | 22317614.6514 | 13390568.7908 | 13390568.7908 | 6695284.3954 | 0 | 0 | 0 | 0 | 0 | 0 | 0 | 0 | 0 | 0 | 0 | 0 | 0 | 0
|  | Dep. Tax Equity | 2025 1: 94306543.6367; 2026 2: 17.04%
|  | PTC Tax Equity | 2025 1: 86996890.5547; 2026 2: 15.72%
| 68.5% | Debt | 2025 1: 254963051.2541; 2026 2: 46.06%
| 31.5% | Equity | 2025 1: 117245782.6935; 2026 2: 21.18%
|  | Total | 2025 1: 553512268.139
|  | Check | 2025 1: 0

## Other PPA
Start Year: | 2025 |  |  | 2025 | 2026 | 2027 | 2028 | 2029 | 2030 | 2031 | 2032 | 2033 | 2034 | 2035 | 2036 | 2037 | 2038 | 2039 | 2040 | 2041 | 2042 | 2043 | 2044 | 2045
|  |  | 0 | 1 | 2 | 3 | 4 | 5 | 6 | 7 | 8 | 9 | 10 | 11 | 12 | 13 | 14 | 15 | 16 | 17 | 18 | 19 | 20 | 21
Small Modular Reactor (share) | bar: 0 to 2026 2
|  | MWh |  | 820812 | 820812 | 820812 | 820812 | 820812 | 820812 | 820812 | 820812 | 820812 | 820812 | 820812 | 820812 | 820812 | 820812 | 820812 | 820812 | 820812 | 820812 | 820812 | 820812
|  | PPA Rate ($/MWh) |  | 127.7669 | 127.7669 | 127.7669 | 127.7669 | 127.7669 | 127.7669 | 127.7669 | 127.7669 | 127.7669 | 127.7669 | 127.7669 | 127.7669 | 127.7669 | 127.7669 | 127.7669 | 127.7669 | 127.7669 | 127.7669 | 127.7669 | 127.7669
|  | Capacity Payment ($/kW-month) |  | 0 | 0 | 0 | 0 | 0 | 0 | 0 | 0 | 0 | 0 | 0 | 0 | 0 | 0 | 0 | 0 | 0 | 0 | 0 | 0
|  | Revenue |  | 104872628.0916 | 104872628.0916 | 104872628.0916 | 104872628.0916 | 104872628.0916 | 104872628.0916 | 104872628.0916 | 104872628.0916 | 104872628.0916 | 104872628.0916 | 104872628.0916 | 104872628.0916 | 104872628.0916 | 104872628.0916 | 104872628.0916 | 104872628.0916 | 104872628.0916 | 104872628.0916 | 104872628.0916 | 104872628.0916
|  | Fuel Charge |  | 7020540.9782 | 7187757.1639 | 7369577.2595 | 7542588.9473 | 7730777.2448 | 7923595.2143 | 8109529.3575 | 8311691.4784 | 8518812.1553 | 8718624.6531 | 8935789.2753 | 9158289.3266 | 9373006.7666 | 9606265.4082 | 9845264.073 | 10090129.2465 | 10340989.6155 | 10598018.2853 | 10861336.8011 | 11131126.5835
|  | Fixed O&M |  | 13521954.4309 | 13823944.7465 | 14132679.5125 | 14443598.4618 | 14761357.628 | 15086107.4958 | 15418001.8607 | 15757197.9016 | 16103856.2555 | 16458141.0931 | 16820220.1971 | 17190265.0415 | 17568450.8724 | 17954956.7916 | 18349965.841 | 18753665.0895 | 19166245.7215 | 19587903.1273 | 20018836.9961 | 20459251.41
|  | Variable O&M |  | 3504941.8296 | 3583218.8638 | 3663244.0851 | 3743835.4549 | 3826199.8349 | 3910376.2313 | 3996404.5084 | 4084325.4076 | 4174180.5666 | 4266012.539 | 4359864.8149 | 4455781.8408 | 4553809.0413 | 4653992.8402 | 4756380.6827 | 4861021.0577 | 4967963.521 | 5077258.7184 | 5188958.4103 | 5303115.4953
|  | Property Tax |  | 9047005.5691 | 8753265.3886 | 8469062.4293 | 8194087.0347 | 7928039.6021 | 7670630.2564 | 7421578.5344 | 7180613.0788 | 6947471.343 | 6721899.3048 | 6503651.1894 | 6292489.2022 | 6088183.2691 | 5890510.7863 | 5699256.3775 | 5514211.6592 | 5335175.0138 | 5161951.3698 | 4994351.9895 | 4832194.263
|  | Total Operating Costs |  | 33094442.8078 | 33348186.1629 | 33634563.2864 | 33924109.8987 | 34246374.3098 | 34590709.1978 | 34945514.2609 | 35333827.8664 | 35744320.3203 | 36164677.5899 | 36619525.4767 | 37096825.4111 | 37583449.9494 | 38105725.8264 | 38650866.9742 | 39219027.0529 | 39810373.8717 | 40425131.501 | 41063484.197 | 41725687.7518
|  | EBITDA |  | 71778185.2838 | 71524441.9288 | 71238064.8052 | 70948518.1929 | 70626253.7819 | 70281918.8938 | 69927113.8307 | 69538800.2253 | 69128307.7713 | 68707950.5017 | 68253102.6149 | 67775802.6806 | 67289178.1423 | 66766902.2653 | 66221761.1174 | 65653601.0387 | 65062254.2199 | 64447496.5907 | 63809143.8946 | 63146940.3398
|  | Before Tax Earnings |  | 5482347.6079 | -25227120.5773 | -19639671.6369 | -14372452.6309 | -9415861.1737 | -4728983.307 | -287874.194 | 3924094.7135 | 5424949.8047 | 6429299.561 | 7477517.5865 | 8585952.1897 | 9772277.5884 | 11014963.895 | 12331857.8509 | 13728144.8066 | 15209289.609 | 16781010.6403 | 18449392.931 | 20220794.7872
|  | PTC | 2025 1: 15950273.8497; 2026 2: 16306496.6324; 2027 3: 16670675.0572; 2028 4: 17037429.9084; 2029 5: 17412253.3664; 2030 6: 17795322.9405; 2031 7: 18186820.0452; 2032 8: 18586930.0862
|  | Federal Tax |  | -14798980.8521 | -21604191.9536 | -20795006.1009 | -20055644.9609 | -19389584.2129 | -18788409.435 | -18247273.6259 | -17762870.1963 | 1139239.459 | 1350152.9078 | 1570278.6932 | 1803049.9598 | 2052178.2936 | 2313142.418 | 2589690.1487 | 2882910.4094 | 3193950.8179 | 3524012.2345 | 3874372.5155 | 4246366.9053
| 7.5% | Free Cash Flow | -904700556.9129 | 86577166.1359 | 93128633.8824 | 92033070.9062 | 91004163.1538 | 90015837.9948 | 89070328.3288 | 88174387.4566 | 87301670.4216 | 67989068.3123 | 67357797.5939 | 66682823.9217 | 65972752.7207 | 65236999.8487 | 64453759.8473 | 63632070.9688 | 62770690.6293 | 61868303.402 | 60923484.3562 | 59934771.3791 | 58900573.4345 | 452350278.4565
| 6.715% | ROE | -289876717.5368 | 18664360.3855 | 22348880.3638 | 21280693.3639 | 20246910.983 | 19218863.4523 | 18200777.4433 | 17199948.6029 | 16192741.6104 | 15511942.7349 | 14880672.0165 | 14205698.3444 | 13495627.1433 | 12759874.2713 | 11976634.2699 | 11154945.3914 | 10293565.052 | 9391177.8246 | 8446358.7788 | 7457645.8017 | 6423447.8571 | 452350278.4565
|  | Interest |  | 32369566.7916 | 31441229.3025 | 30461833.2515 | 29428570.4177 | 28338478.128 | 27188430.7624 | 25975130.7917 | 24695099.3226 | 23344666.1227 | 21919959.0968 | 20416893.1845 | 18831158.647 | 17158208.7099 | 15393246.5263 | 13531211.4227 | 11566764.3883 | 9494272.767 | 7307794.1065 | 5001059.1197 | 2567453.7087
|  | Initial Mortgage Payment |  | 49248430.2299 | 49248430.2299 | 49248430.2299 | 49248430.2299 | 49248430.2299 | 49248430.2299 | 49248430.2299 | 49248430.2299 | 49248430.2299 | 49248430.2299 | 49248430.2299 | 49248430.2299 | 49248430.2299 | 49248430.2299 | 49248430.2299 | 49248430.2299 | 49248430.2299 | 49248430.2299 | 49248430.2299 | 49248430.2299
|  | Sinking Fund |  | 16878863.4383 | 17807200.9274 | 18786596.9784 | 19819859.8122 | 20909952.1019 | 22059999.4675 | 23273299.4382 | 24553330.9073 | 25903764.1072 | 27328471.1331 | 28831537.0454 | 30417271.5829 | 32090221.5199 | 33855183.7035 | 35717218.8072 | 37681665.8416 | 39754157.4629 | 41940636.1234 | 44247371.1101 | 46680976.5212
|  | Mortgage Balance | 588537578.0293 | 571658714.591 | 553851513.6636 | 535064916.6853 | 515245056.8731 | 494335104.7712 | 472275105.3038 | 449001805.8656 | 424448474.9583 | 398544710.8512 | 371216239.7181 | 342384702.6728 | 311967431.0899 | 279877209.57 | 246022025.8664 | 210304807.0592 | 172623141.2176 | 132868983.7547 | 90928347.6313 | 46680976.5212 | -2.2352e-07
|  | Depr |  | 22617513.9228 | 22617513.9228 | 22617513.9228 | 22617513.9228 | 22617513.9228 | 22617513.9228 | 22617513.9228 | 22617513.9228 | 22617513.9228 | 22617513.9228 | 22617513.9228 | 22617513.9228 | 22617513.9228 | 22617513.9228 | 22617513.9228 | 22617513.9228 | 22617513.9228 | 22617513.9228 | 22617513.9228 | 22617513.9228
|  | Accum Depreciation |  | 22617513.9228 | 45235027.8456 | 67852541.7685 | 90470055.6913 | 113087569.6141 | 135705083.5369 | 158322597.4598 | 180940111.3826 | 203557625.3054 | 226175139.2282 | 248792653.1511 | 271410167.0739 | 294027680.9967 | 316645194.9195 | 339262708.8423 | 361880222.7652 | 384497736.688 | 407115250.6108 | 429732764.5336 | 452350278.4565
|  | End Year Book Value |  | 882083042.9901 | 859465529.0673 | 836848015.1445 | 814230501.2216 | 791612987.2988 | 768995473.376 | 746377959.4532 | 723760445.5303 | 701142931.6075 | 678525417.6847 | 655907903.7619 | 633290389.8391 | 610672875.9162 | 588055361.9934 | 565437848.0706 | 542820334.1478 | 520202820.2249 | 497585306.3021 | 474967792.3793 | 452350278.4565
|  | Prop. Tax Value | 904700556.9129 | 875326538.8615 | 846906242.9339 | 819408703.4688 | 792803960.2051 | 767063025.638 | 742157853.4355 | 718061307.8799 | 694747134.3022 | 672189930.4758 | 650365118.9391 | 629248920.2171 | 608818326.9119 | 589051078.635 | 569925637.7531 | 551421165.9216 | 533517501.3799 | 516195136.9837 | 499435198.9512 | 483219426.2987 | 467530150.9441 | 452350278.4565
|  | Tax Dep |  | 33926270.8842 | 65310333.2035 | 60415903.1906 | 55892400.4061 | 51703636.8276 | 47822471.4384 | 44239857.233 | 40919606.1892 | 40358691.8439 | 40358691.8439 | 40358691.8439 | 40358691.8439 | 40358691.8439 | 40358691.8439 | 40358691.8439 | 40358691.8439 | 40358691.8439 | 40358691.8439 | 40358691.8439 | 40358691.8439
|  | After Tax Dep. Value |  | 2714101.6707 | 5224826.6563 | 4833272.2553 | 4471392.0325 | 4136290.9462 | 3825797.7151 | 3539188.5786 | 3273568.4951 | 3228695.3475 | 3228695.3475 | 3228695.3475 | 3228695.3475 | 3228695.3475 | 3228695.3475 | 3228695.3475 | 3228695.3475 | 3228695.3475 | 3228695.3475 | 3228695.3475 | 3228695.3475
|  | Dep. Tax Equity | 0: 26286261.3469; 2025 1: 2.906%
|  | PTC Tax Equity | 0: 0; 2025 1: 0%
| 67% | Debt | 0: 588537578.0293; 2025 1: 65.05%
| 33% | Equity | 0: 289876717.5368; 2025 1: 32.04%
|  | Total | 0: 904700556.9129
|  | Check | 0: 0
Geothermal (Off System) | bar: 0 to 2026 2
|  | MWh |  | 157680 | 157680 | 157680 | 157680 | 157680 | 157680 | 157680 | 157680 | 157680 | 157680 | 157680 | 157680 | 157680 | 157680 | 157680 | 157680 | 157680 | 157680 | 157680 | 157680
|  | PPA Rate ($/MWh) |  | 54.4711 | 54.4711 | 54.4711 | 54.4711 | 54.4711 | 54.4711 | 54.4711 | 54.4711 | 54.4711 | 54.4711 | 54.4711 | 54.4711 | 54.4711 | 54.4711 | 54.4711 | 54.4711 | 54.4711 | 54.4711 | 54.4711 | 54.4711
|  | Capacity Payment ($/kW-month) |  | 0 | 0 | 0 | 0 | 0 | 0 | 0 | 0 | 0 | 0 | 0 | 0 | 0 | 0 | 0 | 0 | 0 | 0 | 0 | 0
|  | Revenue |  | 8589008.9826 | 8589008.9826 | 8589008.9826 | 8589008.9826 | 8589008.9826 | 8589008.9826 | 8589008.9826 | 8589008.9826 | 8589008.9826 | 8589008.9826 | 8589008.9826 | 8589008.9826 | 8589008.9826 | 8589008.9826 | 8589008.9826 | 8589008.9826 | 8589008.9826 | 8589008.9826 | 8589008.9826 | 8589008.9826
Fuel Charge
|  | Fixed O&M |  | 2451905.0905 | 2487104.2887 | 2522652.7619 | 2557714.336 | 2593097.6554 | 2628799.9071 | 2686633.5051 | 2745739.4422 | 2806145.7099 | 2867880.9155 | 2930974.2957 | 2995455.7302 | 3061355.7563 | 3128705.5829 | 3197537.1057 | 3267882.922 | 3339776.3463 | 3413251.4259 | 3488342.9573 | 3565086.5024
|  | Variable O&M |  | 0 | 0 | 0 | 0 | 0 | 0 | 0 | 0 | 0 | 0 | 0 | 0 | 0 | 0 | 0 | 0 | 0 | 0 | 0 | 0
|  | Property Tax |  | 1101696.6698 | 1065926.5384 | 1031317.7994 | 997832.7447 | 965434.8902 | 934088.9363 | 903760.7299 | 874417.2263 | 846026.4541 | 818557.4799 | 791980.3743 | 766266.1801 | 741386.8801 | 717315.3666 | 694025.4125 | 671491.6417 | 649689.5023 | 628595.2397 | 608185.8702 | 588439.1567
|  | Total Operating Costs |  | 3553601.7603 | 3553030.827 | 3553970.5614 | 3555547.0807 | 3558532.5456 | 3562888.8434 | 3590394.2349 | 3620156.6685 | 3652172.1641 | 3686438.3954 | 3722954.67 | 3761721.9103 | 3802742.6363 | 3846020.9495 | 3891562.5182 | 3939374.5637 | 3989465.8486 | 4041846.6656 | 4096528.8275 | 4153525.659
|  | EBITDA |  | 5035407.2222 | 5035978.1555 | 5035038.4212 | 5033461.9018 | 5030476.437 | 5026120.1391 | 4998614.7476 | 4968852.314 | 4936836.8185 | 4902570.5871 | 4866054.3126 | 4827287.0722 | 4786266.3462 | 4742988.033 | 4697446.4644 | 4649634.4189 | 4599543.1339 | 4547162.3169 | 4492480.155 | 4435483.3235
|  | Before Tax Earnings |  | -21174400.8366 | -34274428.6536 | -20047302.8557 | -11454551.6436 | -11316908.4494 | -4827128.6938 | 1647661.9461 | 1783031.5025 | 1925230.2564 | 2074760.0582 | 2232148.5985 | 2397950.938 | 2572751.1187 | 2757163.862 | 2951836.358 | 3157450.1507 | 3374723.125 | 3604411.6016 | 3847312.5444 | 4104265.8884
|  | PTC | 2025 1: 4425903.096; 2026 2: 4524748.2651; 2027 3: 4625800.9764; 2028 4: 4727568.5979; 2029 5: 4831575.107; 2030 6: 4937869.7594; 2031 7: 5046502.8941; 2032 8: 5157525.9577; 2033 9: 5270991.5288; 2034 10: 5386953.3424
|  | Federal Tax |  | -8872527.2717 | -11722378.2824 | -8835734.5761 | -7133024.443 | -7208125.8814 | -5951566.7851 | -4700493.8854 | -4783089.3422 | -4866693.175 | -4951253.7302 | 468751.2057 | 503569.697 | 540277.7349 | 579004.411 | 619885.6352 | 663064.5316 | 708691.8563 | 756926.4363 | 807935.6343 | 861895.8366
| 7.5% | Free Cash Flow | -110169666.9826 | 13907934.4939 | 16758356.4379 | 13870772.9973 | 12166486.3449 | 12238602.3184 | 10977686.9242 | 9699108.633 | 9751941.6562 | 9803529.9934 | 9853824.3174 | 4397303.1069 | 4323717.3753 | 4245988.6113 | 4163983.622 | 4077560.8292 | 3986569.8872 | 3890851.2777 | 3790235.8806 | 3684544.5207 | 3573587.4869 | 55084833.4913
| 0.3329% | ROE | -27093993.7385 | 1365964.1071 | 3059912.0789 | 1199413.3169 | 70241.477 | 38350.9413 | -821197.2798 | -1700746.8802 | -1758936.9206 | -1820814.1545 | -1886481.6442 | -1956049.5123 | -2029635.2439 | -2107364.0078 | -2189368.9971 | -2275791.7899 | -2366782.7319 | -2462501.3415 | -2563116.7385 | -2668808.0984 | -2779765.1322 | 55084833.4913
|  | Interest |  | 4175874.6623 | 4056113.3747 | 3929765.2162 | 3796467.9091 | 3655839.25 | 3507476.0147 | 3350952.8015 | 3185820.8115 | 3011606.5621 | 2827810.529 | 2633905.714 | 2429336.1342 | 2213515.2276 | 1985824.171 | 1745610.1064 | 1492184.2682 | 1224820.0089 | 942750.7153 | 645167.6106 | 331217.4351
|  | Initial Mortgage Payment |  | 6353352.6191 | 6353352.6191 | 6353352.6191 | 6353352.6191 | 6353352.6191 | 6353352.6191 | 6353352.6191 | 6353352.6191 | 6353352.6191 | 6353352.6191 | 6353352.6191 | 6353352.6191 | 6353352.6191 | 6353352.6191 | 6353352.6191 | 6353352.6191 | 6353352.6191 | 6353352.6191 | 6353352.6191 | 6353352.6191
|  | Sinking Fund |  | 2177477.9568 | 2297239.2444 | 2423587.4029 | 2556884.71 | 2697513.3691 | 2845876.6044 | 3002399.8176 | 3167531.8076 | 3341746.057 | 3525542.0902 | 3719446.9051 | 3924016.4849 | 4139837.3916 | 4367528.4481 | 4607742.5128 | 4861168.351 | 5128532.6103 | 5410601.9038 | 5708185.0085 | 6022135.184
|  | Mortgage Balance | 75924993.8603 | 73747515.9035 | 71450276.659 | 69026689.2561 | 66469804.5461 | 63772291.177 | 60926414.5726 | 57924014.7549 | 54756482.9473 | 51414736.8903 | 47889194.8001 | 44169747.895 | 40245731.4101 | 36105894.0185 | 31738365.5704 | 27130623.0576 | 22269454.7067 | 17140922.0964 | 11730320.1926 | 6022135.184 | -5.5879e-08
|  | Depr |  | 4406786.6793 | 4406786.6793 | 4406786.6793 | 4406786.6793 | 4406786.6793 | 4406786.6793 | 4406786.6793 | 4406786.6793 | 4406786.6793 | 4406786.6793 | 4406786.6793 | 4406786.6793 | 4406786.6793 | 4406786.6793 | 4406786.6793 | 4406786.6793 | 4406786.6793 | 4406786.6793 | 4406786.6793 | 4406786.6793
|  | Accum Depreciation |  | 4406786.6793 | 8813573.3586 | 13220360.0379 | 17627146.7172 | 22033933.3965 | 26440720.0758 | 30847506.7551 | 35254293.4344 | 39661080.1137 | 44067866.793 | 48474653.4723 | 52881440.1516 | 57288226.8309 | 61695013.5102 | 66101800.1895 | 70508586.8688 | 74915373.5481 | 79322160.2274 | 83728946.9067 | 88135733.586
|  | End Year Book Value |  | 105762880.3033 | 101356093.624 | 96949306.9447 | 92542520.2653 | 88135733.586 | 83728946.9067 | 79322160.2274 | 74915373.5481 | 70508586.8688 | 66101800.1895 | 61695013.5102 | 57288226.8309 | 52881440.1516 | 48474653.4723 | 44067866.793 | 39661080.1137 | 35254293.4344 | 30847506.7551 | 26440720.0758 | 22033933.3965
|  | Prop. Tax Value | 110169666.9826 | 106592653.835 | 103131779.9426 | 99783274.4702 | 96543489.0151 | 93408893.6317 | 90376072.9854 | 87441722.6315 | 84602645.4149 | 81855747.9861 | 79198037.4314 | 76626618.0116 | 74138688.007 | 71731536.6649 | 69402541.2456 | 67149164.1654 | 64968950.2314 | 62859523.9662 | 60818587.0202 | 58843915.667 | 56933358.3806 | 55084833.4913
|  | Tax Dep |  | 22033933.3965 | 35254293.4344 | 21152576.0607 | 12691545.6364 | 12691545.6364 | 6345772.8182 | 0 | 0 | 0 | 0 | 0 | 0 | 0 | 0 | 0 | 0 | 0 | 0 | 0 | 0
|  | After Tax Dep. Value |  | 1762714.6717 | 2820343.4748 | 1692206.0849 | 1015323.6509 | 1015323.6509 | 507661.8255 | 0 | 0 | 0 | 0 | 0 | 0 | 0 | 0 | 0 | 0 | 0 | 0 | 0 | 0
|  | Dep. Tax Equity | 0: 7150679.3838; 2025 1: 6.491%
|  | PTC Tax Equity | 0: 0; 2025 1: 0%
| 73.7% | Debt | 0: 75924993.8603; 2025 1: 68.92%
| 26.3% | Equity | 0: 27093993.7385; 2025 1: 24.59%
|  | Total | 0: 110169666.9826
|  | Check | 0: 0

## Upgrades
Start Year: | 2025 |  |  | 2025 | 2026 | 2027 | 2028 | 2029 | 2030 | 2031 | 2032 | 2033 | 2034 | 2035 | 2036 | 2037 | 2038 | 2039 | 2040 | 2041 | 2042 | 2043 | 2044
|  |  | 0 | 1 | 2 | 3 | 4 | 5 | 6 | 7 | 8 | 9 | 10 | 11 | 12 | 13 | 14 | 15 | 16 | 17 | 18 | 19 | 20
Wood Biomass | bar: 0 to 2026 2
|  | MWh |  | 252288 | 252288 | 252288 | 252288 | 252288 | 252288 | 252288 | 252288 | 252288 | 252288 | 252288 | 252288 | 252288 | 252288 | 252288 | 252288 | 252288 | 252288 | 252288 | 252288
|  | Fuel (Dth) |  | 3411942.912 | 3411942.912 | 3411942.912 | 3411942.912 | 3411942.912 | 3411942.912 | 3411942.912 | 3411942.912 | 3411942.912 | 3411942.912 | 3411942.912 | 3411942.912 | 3411942.912 | 3411942.912 | 3411942.912 | 3411942.912 | 3411942.912 | 3411942.912 | 3411942.912 | 3411942.912
Gen
|  | Heat Rate | 2025 1: 13524
|  | Capacity | 2025 1: 57.6
|  | Capital Cost | 2025 1: 295.7479
|  | AFUDC | 2025 1: 19.2532
|  | Total Capital | 2025 1: 315.0011
Fixed Costs
|  | Fixed O&M | 2119591.1596 | 1787772.5888 | 1827699.51 | 1868518.1324 | 1909625.5313 | 1951637.293 | 1994573.3134 | 2038453.9263 | 2083299.9127 | 2129132.5108 | 2175973.426 | 2223844.8414 | 2272769.4279 | 2322770.3553 | 2373871.3031 | 2426096.4718 | 2479470.5942 | 2534018.9472 | 2589767.3641 | 2646742.2461 | 2704970.5755
|  | Capital Recovery & Taxes | 36868370.2902 | 49625681.2675 | 47906977.9659 | 46099636.5946 | 44323808.9632 | 42577133.8118 | 40857461.7881 | 39162764.6303 | 37491165.4395 | 35832553.1789 | 34175817.8174 | 32519082.4558 | 30862347.0943 | 29205611.7328 | 27548876.3712 | 25892141.0097 | 24235405.6482 | 22578670.2866 | 20921934.9251 | 19265199.5636 | 17608464.202
|  | Misc Charges | 61794.5607 | 52120.7221 | 53284.7515 | 54474.7776 | 55673.2227 | 56898.0336 | 58149.7904 | 59429.0858 | 60736.5257 | 62072.7292 | 63438.3293 | 64833.9725 | 66260.3199 | 67718.0469 | 69207.844 | 70730.4165 | 72286.4857 | 73876.7884 | 75502.0777 | 77163.1234 | 78860.7122
|  | Total Fixed Cost | 39049756.0105 | 51465574.5784 | 49787962.2274 | 48022629.5046 | 46289107.7172 | 44585669.1384 | 42910184.8918 | 41260647.6424 | 39635201.8778 | 38023758.4189 | 36415229.5726 | 34807761.2697 | 33201376.8421 | 31596100.135 | 29991955.5183 | 28388967.898 | 26787162.728 | 25186566.0222 | 23587204.3669 | 21989104.9331 | 20392295.4897
Variable Costs
|  | Variable O&M | 1132624.732 | 955314.1606 | 976649.5101 | 998461.3492 | 1020427.4989 | 1042876.9039 | 1065820.1958 | 1089268.2401 | 1113232.1413 | 1137723.2484 | 1162753.1599 | 1188333.7294 | 1214477.0715 | 1241195.5671 | 1268501.8695 | 1296408.9107 | 1324929.9067 | 1354078.3646 | 1383868.0887 | 1414313.1866 | 1445428.0767
|  | Fuel Cost | 8711352.0785 | 7178727.8868 | 7356148.9183 | 7540393.8355 | 7728050.6957 | 7922531.4417 | 8120424.1306 | 8325140.7053 | 8533269.2229 | 8744809.6835 | 8963174.0298 | 9188362.262 | 9416962.4371 | 9652386.498 | 9894634.4448 | 10140294.3345 | 10396190.0529 | 10655497.7142 | 10921629.2613 | 11194584.6943 | 11474364.0131
|  | Misc Charges | 286991.2999 | 237139.8619 | 242934.4054 | 248941.7841 | 255053.1333 | 261377.5149 | 267815.7671 | 274467.6784 | 281234.1008 | 288115.3651 | 295211.2813 | 302522.1949 | 309948.9874 | 317591.4915 | 325450.0761 | 333425.6464 | 341717.5313 | 350127.181 | 358754.4697 | 367599.8088 | 376663.6186
|  | Total Variable Cost | 10130968.1105 | 8371181.9093 | 8575732.8338 | 8787796.9688 | 9003531.3279 | 9226785.8604 | 9454060.0934 | 9688876.6237 | 9927735.465 | 10170648.297 | 10421138.471 | 10679218.1864 | 10941388.496 | 11211173.5566 | 11488586.3904 | 11770128.8915 | 12062837.4909 | 12359703.2598 | 12664251.8197 | 12976497.6897 | 13296455.7084
|  | Total Cost | 49180724.121 | 59836756.4877 | 58363695.0612 | 56810426.4734 | 55292639.0451 | 53812454.9988 | 52364244.9852 | 50949524.2661 | 49562937.3428 | 48194406.7159 | 46836368.0437 | 45486979.4561 | 44142765.3381 | 42807273.6916 | 41480541.9088 | 40159096.7895 | 38850000.2189 | 37546269.2821 | 36251456.1866 | 34965602.6228 | 33688751.198
|  | $/MWh | 0: 194.9388
|  | Fixed Cost $/kW-yr | 0: 677.9472
|  | Variable Cost $/MWh | 0: 40.1564
Rathdrum CT 2055 Uprates two unit operation | bar: 0 to 2026 2
|  | MWh |  | 40000 | 40000 | 40000 | 40000 | 40000 | 40000 | 40000 | 40000 | 40000 | 40000 | 40000 | 40000 | 40000 | 40000 | 40000 | 40000 | 40000 | 40000 | 40000 | 40000
|  | Fuel (Dth) |  | 448000 | 448000 | 448000 | 448000 | 448000 | 448000 | 448000 | 448000 | 448000 | 448000 | 448000 | 448000 | 448000 | 448000 | 448000 | 448000 | 448000 | 448000 | 448000 | 448000
|  | Fuel Reduction on remaining plant (mmbtu) |  | -924000 | -924000 | -924000 | -924000 | -924000 | -924000 | -924000 | -924000 | -924000 | -924000 | -924000 | -924000 | -924000 | -924000 | -924000 | -924000 | -924000 | -924000 | -924000 | -924000
Gen
|  | Heat Rate | 2025 1: 11200
|  | Capacity | 2025 1: 5
|  | Capital Cost | 2025 1: 4.4756
|  | AFUDC | 2025 1: 0.18939
|  | Total Capital | 2025 1: 4.665
|  | Fixed Costs | 2025 1: 0.15754
|  | Fixed O&M | 35105.7286 | 29609.9835 | 30271.2731 | 30947.3316 | 31628.1729 | 32323.9927 | 33035.1205 | 33761.8932 | 34504.6548 | 35263.7572 | 36039.5599 | 36832.4302 | 37642.7436 | 38470.884 | 39317.2435 | 40182.2228 | 41066.2317 | 41969.6888 | 42893.022 | 43836.6685 | 44801.0752
|  | Capital Recovery & Taxes | 546004.1375 | 734934.2292 | 709480.999 | 682715.0786 | 656415.8626 | 630548.3818 | 605080.8053 | 579983.0955 | 555227.4562 | 530664.1476 | 506128.6351 | 481593.1225 | 457057.6099 | 432522.0974 | 407986.5848 | 383451.0723 | 358915.5597 | 334380.0472 | 309844.5346 | 285309.0221 | 260773.5095
|  | Misc Charges | 1023.4724 | 863.2495 | 882.5287 | 902.2385 | 922.0878 | 942.3737 | 963.1059 | 984.2942 | 1005.9487 | 1028.0796 | 1050.6973 | 1073.8127 | 1097.4365 | 1121.5802 | 1146.2549 | 1171.4725 | 1197.2449 | 1223.5843 | 1250.5032 | 1278.0142 | 1306.1305
|  | Total Fixed Cost | 582133.3385 | 765407.4621 | 740634.8009 | 714564.6486 | 688966.1232 | 663814.7481 | 639079.0317 | 614729.2828 | 590738.0597 | 566955.9844 | 543218.8923 | 519499.3654 | 495797.7901 | 472114.5616 | 448450.0832 | 424804.7676 | 401179.0364 | 377573.3203 | 353988.0597 | 330423.7047 | 306880.7152
Variable Costs
|  | Variable O&M | 235510.1288 | 198641.3988 | 203077.7233 | 207613.1258 | 212180.6146 | 216848.5881 | 221619.257 | 226494.8807 | 231477.7681 | 236570.279 | 241774.8251 | 247093.8713 | 252529.9364 | 258085.595 | 263763.4781 | 269566.2746 | 275496.7327 | 281557.6608 | 287751.9293 | 294082.4718 | 300552.2862
|  | Fuel Cost | 1880218.9263 | 1816111.483 | 1667098.8837 | 1593851.0405 | 1590633.5393 | 1626863.3054 | 1699584.1095 | 1775046.3963 | 1820470.7172 | 1888375.4719 | 1910502.0677 | 1962243.0332 | 1999429.0961 | 2043238.6898 | 2072467.7025 | 2138243.498 | 2241797.8406 | 2294644.9437 | 2337564.6058 | 2424169.7796 | 2474893.7036
|  | Fuel Savings on remaining plant | -3877951.5354 | -3745729.9338 | -3438391.4477 | -3287317.7711 | -3280681.6747 | -3355405.5673 | -3505392.2258 | -3661033.1924 | -3754720.8541 | -3894774.4107 | -3940410.5146 | -4047126.2559 | -4123822.5107 | -4214179.7978 | -4274464.6364 | -4410127.2146 | -4623708.0463 | -4732705.1963 | -4821226.9994 | -4999850.1704 | -5104468.2637
|  | Variable Fuel Transport | -99.8866 | -96.4809 | -88.5646 | -84.6733 | -84.5024 | -86.4271 | -90.2904 | -94.2993 | -96.7125 | -100.3199 | -101.4954 | -104.2442 | -106.2197 | -108.5471 | -110.0998 | -113.5942 | -119.0955 | -121.903 | -124.1831 | -128.784 | -131.4787
|  | Misc Charges | -51378.7463 | -50467.7178 | -45722.3175 | -43321.0446 | -43088.2133 | -44074.4371 | -46188.0743 | -48383.5765 | -49645.4452 | -51600.5095 | -52134.2066 | -53581.9499 | -54575.4046 | -55770.5542 | -56510.468 | -58378.8744 | -61413.8505 | -62874.2305 | -64023.1941 | -66521.4603 | -67904.1485
|  | Total Variable Cost | -1813701.1132 | -1781541.2507 | -1614025.7228 | -1529259.3226 | -1521040.2366 | -1555854.538 | -1630467.224 | -1707969.7912 | -1752514.5266 | -1821529.4893 | -1840369.3239 | -1891475.5455 | -1926545.1024 | -1968734.6142 | -1994854.0237 | -2060809.9106 | -2167946.419 | -2219498.7254 | -2260057.8415 | -2348248.1633 | -2397057.9012
|  | Total Cost | -1231567.7747 | -1016133.7885 | -873390.9219 | -814694.674 | -832074.1134 | -892039.7899 | -991388.1923 | -1093240.5084 | -1161776.4669 | -1254573.5049 | -1297150.4316 | -1371976.1802 | -1430747.3123 | -1496620.0526 | -1546403.9405 | -1636005.1429 | -1766767.3826 | -1841925.4051 | -1906069.7818 | -2017824.4586 | -2090177.186
|  | $/MWh | 0: -30.7892
|  | Fixed Cost $/kW-yr | 0: 116.4267
|  | Variable Cost $/MWh | 0: -45.3425
Rathdrum CT: Inlet Evaporation 2 unit operation | bar: 0 to 2026 2
|  | MWh |  | 80000 | 80000 | 80000 | 80000 | 80000 | 80000 | 80000 | 80000 | 80000 | 80000 | 80000 | 80000 | 80000 | 80000 | 80000 | 80000 | 80000 | 80000 | 80000 | 80000
|  | Fuel (Dth) |  | 905600 | 905600 | 905600 | 905600 | 905600 | 905600 | 905600 | 905600 | 905600 | 905600 | 905600 | 905600 | 905600 | 905600 | 905600 | 905600 | 905600 | 905600 | 905600 | 905600
Gen
|  | Heat Rate | 2025 1: 11320
|  | Capacity | 2025 1: 10
|  | Capital Cost | 2025 1: 1.6194
|  | AFUDC | 2025 1: 0.068523
|  | Total Capital | 2025 1: 1.6879
Fixed Costs
|  | Fixed O&M | 70211.4572 | 59219.967 | 60542.5463 | 61894.6631 | 63256.3457 | 64647.9853 | 66070.241 | 67523.7863 | 69009.3096 | 70527.5144 | 72079.1197 | 73664.8604 | 75285.4873 | 76941.768 | 78634.4869 | 80364.4456 | 82132.4634 | 83939.3776 | 85786.0439 | 87673.3369 | 89602.1503
|  | Capital Recovery & Taxes | 197553.2066 | 265911.1967 | 256701.8027 | 247017.4559 | 237501.9704 | 228142.6938 | 218928.109 | 209847.3481 | 200890.3538 | 192002.9479 | 183125.5991 | 174248.2503 | 165370.9015 | 156493.5527 | 147616.2039 | 138738.8551 | 129861.5063 | 120984.1574 | 112106.8086 | 103229.4598 | 94352.111
|  | Misc Charges | 2046.9448 | 1726.4989 | 1765.0574 | 1804.477 | 1844.1755 | 1884.7474 | 1926.2118 | 1968.5885 | 2011.8974 | 2056.1592 | 2101.3947 | 2147.6253 | 2194.8731 | 2243.1603 | 2292.5098 | 2342.945 | 2394.4898 | 2447.1686 | 2501.0063 | 2556.0285 | 2612.2611
|  | Total Fixed Cost | 269811.6086 | 326857.6626 | 319009.4064 | 310716.5961 | 302602.4916 | 294675.4265 | 286924.5618 | 279339.7228 | 271911.5608 | 264586.6215 | 257306.1135 | 250060.736 | 242851.2619 | 235678.481 | 228543.2006 | 221446.2457 | 214388.4595 | 207370.7037 | 200393.8589 | 193458.8252 | 186566.5224
Variable Costs
|  | Variable O&M | 588775.3221 | 496603.4969 | 507694.3083 | 519032.8145 | 530451.5365 | 542121.4703 | 554048.1426 | 566237.2018 | 578694.4202 | 591425.6974 | 604437.0628 | 617734.6782 | 631324.8411 | 645213.9876 | 659408.6953 | 673915.6866 | 688741.8317 | 703894.152 | 719379.8234 | 735206.1795 | 751380.7154
|  | Fuel Cost | 3800728.2581 | 3671139.6407 | 3369921.315 | 3221856.0319 | 3215352.0829 | 3288587.9673 | 3435587.8785 | 3588129.5011 | 3679951.5211 | 3817216.1324 | 3861943.4654 | 3966534.1313 | 4041703.1014 | 4130261.0659 | 4189345.4272 | 4322306.4995 | 4531634.2064 | 4638460.8504 | 4725219.8817 | 4900286.0544 | 5002820.8438
|  | Misc Charges | 127971.5874 | 121506.3834 | 113048.0059 | 109061.8734 | 109205.1587 | 111680.5029 | 116313.8486 | 121116.4069 | 124156.5638 | 128529.5439 | 130212.8579 | 133649.7729 | 136237.4566 | 139224.1997 | 141360.5777 | 145659.8616 | 152194.843 | 155751.0177 | 158731.8598 | 164297.1406 | 167757.9923
|  | Total Variable Cost | 4517475.1676 | 4289249.521 | 3990663.6292 | 3849950.7199 | 3855008.7781 | 3942389.9405 | 4105949.8697 | 4275483.1097 | 4382802.5051 | 4537171.3738 | 4596593.3861 | 4717918.5823 | 4809265.3991 | 4914699.2532 | 4990114.7002 | 5141882.0477 | 5372570.8811 | 5498106.0202 | 5603331.5648 | 5799789.3745 | 5921959.5514
|  | Total Cost | 4787286.7762 | 4616107.1837 | 4309673.0356 | 4160667.3159 | 4157611.2697 | 4237065.367 | 4392874.4315 | 4554822.8326 | 4654714.0659 | 4801757.9953 | 4853899.4996 | 4967979.3184 | 5052116.661 | 5150377.7342 | 5218657.9008 | 5363328.2934 | 5586959.3407 | 5705476.7239 | 5803725.4237 | 5993248.1997 | 6108526.0739
|  | $/MWh | 0: 59.8411
|  | Fixed Cost $/kW-yr | 0: 26.9812
|  | Variable Cost $/MWh | 0: 56.4684

## Ownership Storage
Start Year: | 2025 |  |  | 2025 | 2026 | 2027 | 2028 | 2029 | 2030 | 2031 | 2032 | 2033 | 2034 | 2035 | 2036 | 2037 | 2038 | 2039 | 2040 | 2041 | 2042 | 2043 | 2044
|  |  | 0 | 1 | 2 | 3 | 4 | 5 | 6 | 7 | 8 | 9 | 10 | 11 | 12 | 13 | 14 | 15 | 16 | 17 | 18 | 19 | 20
Distribution Scale 4hr Lithium-Ion
|  | MWh |  | 7300 | 7300 | 7300 | 7300 | 7300 | 7300 | 7300 | 7300 | 7300 | 7300 | 7300 | 7300 | 7300 | 7300 | 7300 | 7300 | 7300 | 7300 | 7300 | 7300
|  | Storage Losses (MWh) |  | 1022 | 1022 | 1022 | 1022 | 1022 | 1022 | 1022 | 1022 | 1022 | 1022 | 1022 | 1022 | 1022 | 1022 | 1022 | 1022 | 1022 | 1022 | 1022 | 1022
|  | Fixed O&M | 206451.1491 | 216118.7489 | 211521.1895 | 207680.9979 | 202403.3313 | 199029.2131 | 195408.6704 | 197310.5853 | 199100.1528 | 200872.9629 | 202627.4123 | 204361.8348 | 206074.5003 | 207763.612 | 209427.3045 | 211063.6419 | 212670.6153 | 214246.1408 | 215788.0568 | 217294.122 | 218762.0126
|  | Capital Recovery & Taxes | 695683.4637 | 1109093.3777 | 1044068.4372 | 979455.6848 | 925394.9502 | 875291.2223 | 828155.2493 | 786954.7863 | 748722.0783 | 710489.3704 | 672256.6624 | 634023.9544 | 595791.2464 | 557558.5384 | 519325.8305 | 481093.1225 | 0 | 0 | 0 | 0 | 0
|  | Misc Charges | 6018.8768 | 6300.726 | 6166.6888 | 6054.7318 | 5900.8667 | 5802.4977 | 5696.9444 | 5752.3928 | 5804.5659 | 5856.2504 | 5907.3996 | 5957.9649 | 6007.896 | 6057.1403 | 6105.6436 | 6153.3494 | 6200.1991 | 6246.132 | 6291.085 | 6334.9928 | 6377.7877
|  | Total Fixed Cost | 908153.4896 | 1331512.8526 | 1261756.3155 | 1193191.4145 | 1133699.1482 | 1080122.933 | 1029260.8641 | 990017.7644 | 953626.797 | 917218.5837 | 880791.4742 | 844343.7542 | 807873.6427 | 771379.2908 | 734858.7786 | 698310.1138 | 218870.8145 | 220492.2728 | 222079.1418 | 223629.1148 | 225139.8003
|  | Variable Cost | 0 | 0 | 0 | 0 | 0 | 0 | 0 | 0 | 0 | 0 | 0 | 0 | 0 | 0 | 0 | 0 | 0 | 0 | 0 | 0 | 0
|  | Energy Purchase | 286404.9436 | 297408.5953 | 277113.0768 | 249177.2616 | 248610.4469 | 249402.2562 | 286167.9858 | 269136.3719 | 261699.0379 | 270179.7142 | 274594.2638 | 285577.8451 | 290460.3512 | 304499.2182 | 302265.7914 | 311537.7456 | 329478.2881 | 331195.6253 | 344700.3297 | 352629.7073 | 396467.6036
|  | Misc Charges | 8349.8497 | 8670.6502 | 8078.9546 | 7264.5139 | 7247.989 | 7271.0734 | 8342.9415 | 7846.4018 | 7629.5737 | 7876.8194 | 8005.5212 | 8325.7365 | 8468.0811 | 8877.3702 | 8812.2569 | 9082.5714 | 9605.61 | 9655.6773 | 10049.3934 | 10280.5665 | 11558.6165
|  | Total Variable Cost | 294754.7934 | 306079.2455 | 285192.0314 | 256441.7755 | 255858.4359 | 256673.3296 | 294510.9272 | 276982.7737 | 269328.6116 | 278056.5336 | 282599.785 | 293903.5816 | 298928.4323 | 313376.5884 | 311078.0482 | 320620.317 | 339083.8981 | 340851.3025 | 354749.7231 | 362910.2737 | 408026.2201
|  | Total Cost | 1202908.283 | 1637592.0981 | 1546948.3469 | 1449633.19 | 1389557.5841 | 1336796.2626 | 1323771.7913 | 1267000.5381 | 1222955.4086 | 1195275.1173 | 1163391.2592 | 1138247.3357 | 1106802.075 | 1084755.8791 | 1045936.8269 | 1018930.4308 | 557954.7126 | 561343.5753 | 576828.8649 | 586539.3885 | 633166.0204
|  | Fixed $/kW | 0: 181.6307
|  | Fixed $/kWh | 0: 45.4077
|  | Variable $/MWh | 0: 40.3774
|  | All per $/MWh | 0: 191.6069
Distribution Scale 8hr Lithium-Ion
|  | MWh |  | 14600 | 14600 | 14600 | 14600 | 14600 | 14600 | 14600 | 14600 | 14600 | 14600 | 14600 | 14600 | 14600 | 14600 | 14600 | 14600 | 14600 | 14600 | 14600 | 14600
|  | Storage Losses (MWh) |  | 2044 | 2044 | 2044 | 2044 | 2044 | 2044 | 2044 | 2044 | 2044 | 2044 | 2044 | 2044 | 2044 | 2044 | 2044 | 2044 | 2044 | 2044 | 2044 | 2044
|  | Fixed O&M | 355762.832 | 385203.5508 | 373481.0727 | 363705.4667 | 352097.6645 | 342039.3688 | 333067.5857 | 336282.8261 | 339332.5012 | 342353.6012 | 345343.3926 | 348299.0357 | 351217.5809 | 354095.9653 | 356931.0093 | 359719.4129 | 362457.7515 | 365142.4729 | 367769.8925 | 370336.1896 | 372837.4031
|  | Capital Recovery & Taxes | 1239965.2593 | 1976814.6426 | 1860916.1464 | 1745752.3221 | 1649396.0964 | 1560092.7203 | 1476078.9813 | 1402644.5166 | 1334499.6891 | 1266354.8615 | 1198210.034 | 1130065.2064 | 1061920.3789 | 993775.5513 | 925630.7237 | 857485.8962 | 0 | 0 | 0 | 0 | 0
|  | Misc Charges | 10371.9096 | 11230.2243 | 10888.4672 | 10603.4692 | 10265.0553 | 9971.8158 | 9710.2524 | 9803.9895 | 9892.8997 | 9980.9769 | 10068.1413 | 10154.3101 | 10239.3974 | 10323.3138 | 10405.9666 | 10487.2598 | 10567.0933 | 10645.3637 | 10721.9634 | 10796.7813 | 10869.7016
|  | Total Fixed Cost | 1606100.0008 | 2373248.4178 | 2245285.6864 | 2120061.2579 | 2011758.8162 | 1912103.9049 | 1818856.8194 | 1748731.3323 | 1683725.0901 | 1618689.4396 | 1553621.5678 | 1488518.5522 | 1423377.3571 | 1358194.8304 | 1292967.6997 | 1227692.5688 | 373024.8448 | 375787.8366 | 378491.8559 | 381132.9708 | 383707.1047
|  | Variable Cost | 0 | 0 | 0 | 0 | 0 | 0 | 0 | 0 | 0 | 0 | 0 | 0 | 0 | 0 | 0 | 0 | 0 | 0 | 0 | 0 | 0
|  | Energy Purchase | 572809.8873 | 594817.1906 | 554226.1535 | 498354.5233 | 497220.8938 | 498804.5124 | 572335.9715 | 538272.7437 | 523398.0757 | 540359.4285 | 549188.5276 | 571155.6901 | 580920.7024 | 608998.4363 | 604531.5827 | 623075.4912 | 658956.5762 | 662391.2505 | 689400.6593 | 705259.4145 | 792935.2071
|  | Misc Charges | 16699.6995 | 17341.3004 | 16157.9093 | 14529.0278 | 14495.9779 | 14542.1468 | 16685.8829 | 15692.8036 | 15259.1475 | 15753.6388 | 16011.0423 | 16651.473 | 16936.1622 | 17754.7404 | 17624.5138 | 18165.1429 | 19211.22 | 19311.3545 | 20098.7868 | 20561.133 | 23117.233
|  | Total Variable Cost | 589509.5867 | 612158.491 | 570384.0628 | 512883.551 | 511716.8717 | 513346.6592 | 589021.8544 | 553965.5473 | 538657.2232 | 556113.0673 | 565199.5699 | 587807.1631 | 597856.8645 | 626753.1767 | 622156.0965 | 641240.6341 | 678167.7962 | 681702.605 | 709499.4462 | 725820.5475 | 816052.4402
|  | Total Cost | 2195609.5876 | 2985406.9088 | 2815669.7492 | 2632944.8089 | 2523475.6879 | 2425450.5641 | 2407878.6739 | 2302696.8796 | 2222382.3133 | 2174802.5068 | 2118821.1377 | 2076325.7153 | 2021234.2216 | 1984948.0071 | 1915123.7962 | 1868933.2029 | 1051192.6411 | 1057490.4416 | 1087991.3021 | 1106953.5183 | 1199759.5449
|  | Fixed $/kW | 0: 321.22
|  | Fixed $/kWh | 0: 40.1525
|  | Variable $/MWh | 0: 40.3774
|  | All per $/MWh | 0: 174.8654
4hr Lithium-Ion
|  | MWh |  | 36500 | 36500 | 36500 | 36500 | 36500 | 36500 | 36500 | 36500 | 36500 | 36500 | 36500 | 36500 | 36500 | 36500 | 36500 | 36500 | 36500 | 36500 | 36500 | 36500
|  | Storage Losses (MWh) |  | 5110 | 5110 | 5110 | 5110 | 5110 | 5110 | 5110 | 5110 | 5110 | 5110 | 5110 | 5110 | 5110 | 5110 | 5110 | 5110 | 5110 | 5110 | 5110 | 5110
|  | Fixed O&M | 781806.8105 | 818416.9014 | 801006.4718 | 786464.1067 | 766478.189 | 753700.7904 | 739990.2109 | 747192.5442 | 753969.431 | 760682.8596 | 767326.7579 | 773894.8172 | 780380.4849 | 786776.9569 | 793077.1696 | 799273.7915 | 805359.2155 | 811325.5496 | 817164.6085 | 822867.9045 | 828426.6379
|  | Capital Recovery & Taxes | 2667381.7729 | 4252473.4517 | 4003155.5503 | 3755418.0562 | 3548138.9909 | 3356031.8363 | 3175303.6148 | 3017333.2595 | 2870741.8372 | 2724150.4149 | 2577558.9927 | 2430967.5704 | 2284376.1481 | 2137784.7258 | 1991193.3036 | 1844601.8813 | 0 | 0 | 0 | 0 | 0
|  | Misc Charges | 22792.7958 | 23860.1263 | 23352.5427 | 22928.5746 | 22345.9051 | 21973.3928 | 21573.6746 | 21783.6514 | 21981.2248 | 22176.9481 | 22370.6443 | 22562.1295 | 22751.2127 | 22937.6954 | 23121.3718 | 23302.0281 | 23479.4426 | 23653.3851 | 23823.617 | 23989.8909 | 24151.9502
|  | Total Fixed Cost | 3471981.3791 | 5094750.4795 | 4827514.5647 | 4564810.7375 | 4336963.085 | 4131706.0196 | 3936867.5003 | 3786309.4552 | 3646692.493 | 3507010.2227 | 3367256.3948 | 3227424.5171 | 3087507.8457 | 2947499.3782 | 2807391.8449 | 2667177.7009 | 828838.6581 | 834978.9347 | 840988.2255 | 846857.7954 | 852578.5881
|  | Variable Cost | 0 | 0 | 0 | 0 | 0 | 0 | 0 | 0 | 0 | 0 | 0 | 0 | 0 | 0 | 0 | 0 | 0 | 0 | 0 | 0 | 0
|  | Energy Purchase | 1432024.7182 | 1487042.9766 | 1385565.3838 | 1245886.3081 | 1243052.2344 | 1247011.2811 | 1430839.9288 | 1345681.8593 | 1308495.1893 | 1350898.5712 | 1372971.319 | 1427889.2254 | 1452301.7559 | 1522496.0908 | 1511328.9568 | 1557688.728 | 1647391.4405 | 1655978.1263 | 1723501.6484 | 1763148.5363 | 1982338.0178
|  | Misc Charges | 41749.2486 | 43353.2509 | 40394.7732 | 36322.5694 | 36239.9448 | 36355.3669 | 41714.7073 | 39232.0089 | 38147.8687 | 39384.0969 | 40027.6058 | 41628.6825 | 42340.4054 | 44386.851 | 44061.2844 | 45412.8572 | 48028.0501 | 48278.3863 | 50246.9671 | 51402.8324 | 57793.0826
|  | Total Variable Cost | 1473773.9668 | 1530396.2275 | 1425960.157 | 1282208.8776 | 1279292.1793 | 1283366.648 | 1472554.6361 | 1384913.8683 | 1346643.058 | 1390282.6681 | 1412998.9248 | 1469517.9078 | 1494642.1613 | 1566882.9418 | 1555390.2412 | 1603101.5851 | 1695419.4906 | 1704256.5126 | 1773748.6154 | 1814551.3687 | 2040131.1004
|  | Total Cost | 4945755.3459 | 6625146.707 | 6253474.7217 | 5847019.6151 | 5616255.2643 | 5415072.6676 | 5409422.1364 | 5171223.3234 | 4993335.5511 | 4897292.8908 | 4780255.3197 | 4696942.4249 | 4582150.007 | 4514382.32 | 4362782.0861 | 4270279.2861 | 2524258.1487 | 2539235.4473 | 2614736.841 | 2661409.1641 | 2892709.6885
|  | Fixed $/kW | 0: 138.8793
|  | Fixed $/kWh | 0: 34.7198
|  | Variable $/MWh | 0: 40.3774
|  | All per $/MWh | 0: 157.5583
8hr Lithium-Ion
|  | MWh |  | 73000 | 73000 | 73000 | 73000 | 73000 | 73000 | 73000 | 73000 | 73000 | 73000 | 73000 | 73000 | 73000 | 73000 | 73000 | 73000 | 73000 | 73000 | 73000 | 73000
|  | Storage Losses (MWh) |  | 10220 | 10220 | 10220 | 10220 | 10220 | 10220 | 10220 | 10220 | 10220 | 10220 | 10220 | 10220 | 10220 | 10220 | 10220 | 10220 | 10220 | 10220 | 10220 | 10220
|  | Fixed O&M | 1347233.0194 | 1458721.6433 | 1414329.964 | 1377310.8656 | 1333353.4507 | 1295263.8394 | 1261288.7262 | 1273464.4727 | 1285013.2424 | 1296453.8012 | 1307775.7982 | 1318968.4794 | 1330020.675 | 1340920.7866 | 1351656.773 | 1362216.1372 | 1372585.9116 | 1382752.6433 | 1392702.3798 | 1402420.6523 | 1411892.4609
|  | Capital Recovery & Taxes | 4754260.9594 | 7579480.642 | 7135103.9212 | 6693544.071 | 6324096.106 | 5981690.0979 | 5659565.5574 | 5378003.9524 | 5116723.8151 | 4855443.6778 | 4594163.5404 | 4332883.4031 | 4071603.2658 | 3810323.1285 | 3549042.9911 | 3287762.8538 | 0 | 0 | 0 | 0 | 0
|  | Misc Charges | 39277.2314 | 42527.5708 | 41233.3758 | 40154.121 | 38872.5865 | 37762.122 | 36771.6115 | 37126.5832 | 37463.2761 | 37796.8141 | 38126.8956 | 38453.207 | 38775.4228 | 39093.2046 | 39406.2016 | 39714.0493 | 40016.3697 | 40312.7706 | 40602.8452 | 40886.1717 | 41162.3128
|  | Total Fixed Cost | 6140771.2102 | 9080729.8561 | 8590667.261 | 8111009.0576 | 7696322.1432 | 7314716.0592 | 6957625.8952 | 6688595.0083 | 6439200.3336 | 6189694.2931 | 5940066.2342 | 5690305.0895 | 5440399.3636 | 5190337.1197 | 4940105.9657 | 4689693.0403 | 1412602.2812 | 1423065.4139 | 1433305.2249 | 1443306.824 | 1453054.7737
|  | Variable Cost | 0 | 0 | 0 | 0 | 0 | 0 | 0 | 0 | 0 | 0 | 0 | 0 | 0 | 0 | 0 | 0 | 0 | 0 | 0 | 0 | 0
|  | Energy Purchase | 2864049.4364 | 2974085.9531 | 2771130.7676 | 2491772.6163 | 2486104.4689 | 2494022.5622 | 2861679.8576 | 2691363.7187 | 2616990.3786 | 2701797.1424 | 2745942.638 | 2855778.4507 | 2904603.5118 | 3044992.1816 | 3022657.9136 | 3115377.4559 | 3294782.8811 | 3311956.2526 | 3447003.2967 | 3526297.0725 | 3964676.0357
|  | Misc Charges | 83498.4973 | 86706.5019 | 80789.5464 | 72645.1389 | 72479.8897 | 72710.7338 | 83429.4146 | 78464.0179 | 76295.7375 | 78768.1939 | 80055.2117 | 83257.365 | 84680.8108 | 88773.7021 | 88122.5688 | 90825.7144 | 96056.1001 | 96556.7726 | 100493.9341 | 102805.6649 | 115586.1651
|  | Total Variable Cost | 2947547.9336 | 3060792.455 | 2851920.314 | 2564417.7552 | 2558584.3586 | 2566733.296 | 2945109.2722 | 2769827.7365 | 2693286.1161 | 2780565.3363 | 2825997.8497 | 2939035.8157 | 2989284.3226 | 3133765.8836 | 3110780.4824 | 3206203.1703 | 3390838.9812 | 3408513.0252 | 3547497.2308 | 3629102.7374 | 4080262.2008
|  | Total Cost | 9088319.1439 | 12141522.3111 | 11442587.5749 | 10675426.8127 | 10254906.5018 | 9881449.3552 | 9902735.1673 | 9458422.7449 | 9132486.4496 | 8970259.6293 | 8766064.0839 | 8629340.9052 | 8429683.6862 | 8324103.0033 | 8050886.4482 | 7895896.2106 | 4803441.2624 | 4831578.4391 | 4980802.4558 | 5072409.5614 | 5533316.9745
|  | Fixed $/kW | 0: 245.6308
|  | Fixed $/kWh | 0: 30.7039
|  | Variable $/MWh | 0: 40.3774
|  | All per $/MWh | 0: 144.7646
16hr Lithium-Ion
|  | MWh |  | 146000 | 146000 | 146000 | 146000 | 146000 | 146000 | 146000 | 146000 | 146000 | 146000 | 146000 | 146000 | 146000 | 146000 | 146000 | 146000 | 146000 | 146000 | 146000 | 146000
|  | Storage Losses (MWh) |  | 20440 | 20440 | 20440 | 20440 | 20440 | 20440 | 20440 | 20440 | 20440 | 20440 | 20440 | 20440 | 20440 | 20440 | 20440 | 20440 | 20440 | 20440 | 20440 | 20440
|  | Fixed O&M | 2478085.4373 | 2739331.127 | 2640976.9484 | 2559004.3833 | 2467103.9743 | 2378389.9374 | 2303885.757 | 2326008.3296 | 2347100.8652 | 2367995.6844 | 2388673.8787 | 2409115.8038 | 2429301.0553 | 2449208.4459 | 2468815.9799 | 2488100.8286 | 2507039.3037 | 2525606.8308 | 2543777.9222 | 2561526.1478 | 2578824.1069
|  | Capital Recovery & Taxes | 8928019.3324 | 14233495.0225 | 13399000.6632 | 12569796.1006 | 11876010.3361 | 11233006.6209 | 10628089.4426 | 10099345.3383 | 9608687.7708 | 9118030.2034 | 8627372.636 | 8136715.0686 | 7646057.5011 | 7155399.9337 | 6664742.3663 | 6174084.7989 | 0 | 0 | 0 | 0 | 0
|  | Misc Charges | 72246.1028 | 79862.4597 | 76995.042 | 74605.2138 | 71925.9493 | 69339.5802 | 67167.4854 | 67812.4468 | 68427.3786 | 69036.5462 | 69639.3983 | 70235.3621 | 70823.843 | 71404.223 | 71975.8611 | 72538.0916 | 73090.2239 | 73631.5415 | 74161.3015 | 74678.7333 | 75183.038
|  | Total Fixed Cost | 11478350.8726 | 17052688.6092 | 16116972.6535 | 15203405.6977 | 14415040.2597 | 13680736.1385 | 12999142.6849 | 12493166.1147 | 12024216.0147 | 11555062.434 | 11085685.913 | 10616066.2345 | 10146182.3994 | 9676012.6026 | 9205534.2073 | 8734723.719 | 2580129.5275 | 2599238.3724 | 2617939.2237 | 2636204.8812 | 2654007.1449
|  | Variable Cost | 0 | 0 | 0 | 0 | 0 | 0 | 0 | 0 | 0 | 0 | 0 | 0 | 0 | 0 | 0 | 0 | 0 | 0 | 0 | 0 | 0
|  | Energy Purchase | 5728098.8727 | 5948171.9063 | 5542261.5351 | 4983545.2326 | 4972208.9377 | 4988045.1244 | 5723359.7152 | 5382727.4373 | 5233980.7572 | 5403594.2847 | 5491885.276 | 5711556.9015 | 5809207.0237 | 6089984.3632 | 6045315.8272 | 6230754.9119 | 6589565.7622 | 6623912.5052 | 6894006.5934 | 7052594.1451 | 7929352.0714
|  | Misc Charges | 166996.9945 | 173413.0038 | 161579.0928 | 145290.2777 | 144959.7794 | 145421.4676 | 166858.8291 | 156928.0357 | 152591.475 | 157536.3878 | 160110.4233 | 166514.7299 | 169361.6216 | 177547.4041 | 176245.1376 | 181651.4287 | 192112.2002 | 193113.5452 | 200987.8682 | 205611.3297 | 231172.3303
|  | Total Variable Cost | 5895095.8672 | 6121584.91 | 5703840.6279 | 5128835.5103 | 5117168.7171 | 5133466.592 | 5890218.5443 | 5539655.4731 | 5386572.2321 | 5561130.6725 | 5651995.6993 | 5878071.6314 | 5978568.6452 | 6267531.7673 | 6221560.9648 | 6412406.3406 | 6781677.9624 | 6817026.0504 | 7094994.4616 | 7258205.4748 | 8160524.4017
|  | Total Cost | 17373446.7398 | 23174273.5193 | 21820813.2814 | 20332241.208 | 19532208.9768 | 18814202.7305 | 18889361.2293 | 18032821.5878 | 17410788.2468 | 17116193.1065 | 16737681.6123 | 16494137.8658 | 16124751.0447 | 15943544.3699 | 15427095.1722 | 15147130.0596 | 9361807.4899 | 9416264.4228 | 9712933.6854 | 9894410.3559 | 10814531.5466
|  | Fixed $/kW | 0: 459.134
|  | Fixed $/kWh | 0: 28.6959
|  | Variable $/MWh | 0: 40.3774
|  | All per $/MWh | 0: 138.3677
4 hr Vanadium Flow Battery
|  | MWh |  | 36500 | 36500 | 36500 | 36500 | 36500 | 36500 | 36500 | 36500 | 36500 | 36500 | 36500 | 36500 | 36500 | 36500 | 36500 | 36500 | 36500 | 36500 | 36500 | 36500
|  | Storage Losses (MWh) |  | 10950 | 10950 | 10950 | 10950 | 10950 | 10950 | 10950 | 10950 | 10950 | 10950 | 10950 | 10950 | 10950 | 10950 | 10950 | 10950 | 10950 | 10950 | 10950 | 10950
|  | Fixed O&M | 2009262.8976 | 1694716.0379 | 1732564.6961 | 1771258.641 | 1810226.3311 | 1850051.3104 | 1890752.4392 | 1932348.9929 | 1974860.6707 | 2018307.6054 | 2062710.3728 | 2108090.001 | 2154467.981 | 2201866.2766 | 2250307.3347 | 2299814.096 | 2350410.0061 | 2402119.0263 | 2454965.6448 | 2508974.889 | 2564172.3366
|  | Capital Recovery & Taxes | 2706148.1382 | 3801924.1118 | 3590701.1403 | 3381047.8225 | 3211577.6415 | 3057176.1368 | 2914076.1393 | 2793579.1562 | 2684383.6803 | 2575188.2044 | 2465992.7285 | 2356797.2527 | 2247601.7768 | 2138406.3009 | 2029210.825 | 1920015.3491 | 1810819.8732 | 1701624.3974 | 1592428.9215 | 1483233.4456 | 1374037.9697
|  | Misc Charges | 58578.0505 | 49407.7514 | 50511.1911 | 51639.2744 | 52775.3385 | 53936.3959 | 55122.9966 | 56335.7025 | 57575.088 | 58841.7399 | 60136.2582 | 61459.2559 | 62811.3595 | 64193.2094 | 65605.46 | 67048.7802 | 68523.8533 | 70031.3781 | 71572.0684 | 73146.6539 | 74755.8803
|  | Total Fixed Cost | 4773989.0863 | 5546047.9011 | 5373777.0275 | 5203945.7379 | 5074579.3111 | 4961163.8431 | 4859951.5751 | 4782263.8516 | 4716819.439 | 4652337.5498 | 4588839.3595 | 4526346.5095 | 4464881.1173 | 4404465.7869 | 4345123.6197 | 4286878.2253 | 4229753.7327 | 4173774.8017 | 4118966.6347 | 4065354.9885 | 4012966.1866
|  | Variable Cost | 0 | 0 | 0 | 0 | 0 | 0 | 0 | 0 | 0 | 0 | 0 | 0 | 0 | 0 | 0 | 0 | 0 | 0 | 0 | 0 | 0
|  | Energy Purchase | 1633010.6435 | 1695750.7628 | 1580030.7008 | 1420747.5444 | 1417515.7059 | 1422030.4083 | 1631659.5679 | 1534549.4887 | 1492143.6369 | 1540498.3706 | 1565669.048 | 1628294.7307 | 1656133.5813 | 1736179.7527 | 1723445.3016 | 1776311.7073 | 1878604.2743 | 1888396.1089 | 1965396.6165 | 2010607.98 | 2260560.8975
|  | Misc Charges | 47608.7923 | 49437.9177 | 46064.2151 | 41420.4739 | 41326.2529 | 41457.8745 | 47569.403 | 44738.2558 | 43501.9556 | 44911.6895 | 45645.5154 | 47471.3046 | 48282.9184 | 50616.5845 | 50245.3243 | 51786.5915 | 54768.829 | 55054.3002 | 57299.173 | 58617.265 | 65904.3924
|  | Total Variable Cost | 1680619.4358 | 1745188.6805 | 1626094.9159 | 1462168.0183 | 1458841.9588 | 1463488.2828 | 1679228.971 | 1579287.7445 | 1535645.5925 | 1585410.0601 | 1611314.5634 | 1675766.0353 | 1704416.4997 | 1786796.3372 | 1773690.6259 | 1828098.2989 | 1933373.1033 | 1943450.4091 | 2022695.7895 | 2069225.245 | 2326465.29
|  | Total Cost | 6454608.5221 | 7291236.5816 | 6999871.9434 | 6666113.7562 | 6533421.2699 | 6424652.1259 | 6539180.5461 | 6361551.5961 | 6252465.0315 | 6237747.61 | 6200153.9229 | 6202112.5448 | 6169297.617 | 6191262.1241 | 6118814.2456 | 6114976.5242 | 6163126.836 | 6117225.2108 | 6141662.4242 | 6134580.2335 | 6339431.4765
|  | Fixed $/kW | 0: 190.9596
|  | Fixed $/kWh | 0: 47.7399
|  | Variable $/MWh | 0: 46.0444
|  | All per $/MWh | 0: 252.6266
4 hr Zinc Bromide Flow Battery
|  | MWh |  | 36500 | 36500 | 36500 | 36500 | 36500 | 36500 | 36500 | 36500 | 36500 | 36500 | 36500 | 36500 | 36500 | 36500 | 36500 | 36500 | 36500 | 36500 | 36500 | 36500
|  | Storage Losses (MWh) |  | 12045 | 12045 | 12045 | 12045 | 12045 | 12045 | 12045 | 12045 | 12045 | 12045 | 12045 | 12045 | 12045 | 12045 | 12045 | 12045 | 12045 | 12045 | 12045 | 12045
|  | Fixed O&M | 2260433.0648 | 1906565.9213 | 1949145.8936 | 1992676.8185 | 2036515.7086 | 2081319.0541 | 2127108.0733 | 2173904.4509 | 2221730.3489 | 2270608.4165 | 2320561.8017 | 2371614.1613 | 2423789.6729 | 2477113.0457 | 2531609.5327 | 2587304.9424 | 2644225.6512 | 2702398.6155 | 2761851.385 | 2822612.1155 | 2884709.582
|  | Capital Recovery & Taxes | 2842649.6852 | 3993697.9899 | 3771820.6635 | 3551592.1663 | 3373573.6943 | 3211383.9817 | 3061065.8386 | 2934490.8348 | 2819787.4005 | 2705083.9662 | 2590380.5319 | 2475677.0976 | 2360973.6633 | 2246270.229 | 2131566.7947 | 2016863.3604 | 1902159.9261 | 1787456.4919 | 1672753.0576 | 1558049.6233 | 1443346.189
|  | Misc Charges | 65900.6656 | 55584.0229 | 56825.3994 | 58094.5 | 59372.579 | 60678.7757 | 62013.7088 | 63378.0104 | 64772.3266 | 66197.3178 | 67653.6588 | 69142.0393 | 70663.1641 | 72217.7537 | 73806.5443 | 75430.2883 | 77089.7546 | 78785.7292 | 80519.0153 | 82290.4336 | 84100.8232
|  | Total Fixed Cost | 5168983.4156 | 5955847.9341 | 5777791.9565 | 5602363.4848 | 5469461.9818 | 5353381.8115 | 5250187.6207 | 5171773.2961 | 5106290.0759 | 5041889.7005 | 4978595.9924 | 4916433.2982 | 4855426.5003 | 4795601.0284 | 4736982.8717 | 4679598.5911 | 4623475.3319 | 4568640.8366 | 4515123.4579 | 4462952.1724 | 4412156.5942
|  | Variable Cost | 0 | 0 | 0 | 0 | 0 | 0 | 0 | 0 | 0 | 0 | 0 | 0 | 0 | 0 | 0 | 0 | 0 | 0 | 0 | 0 | 0
|  | Energy Purchase | 1670695.5045 | 1734883.4727 | 1616492.9477 | 1453534.0262 | 1450227.6068 | 1454846.4946 | 1669313.2503 | 1569962.1692 | 1526577.7208 | 1576048.333 | 1601799.8722 | 1665870.7629 | 1694352.0486 | 1776245.4393 | 1763217.1163 | 1817303.516 | 1921956.6806 | 1931974.4807 | 2010751.9231 | 2057006.6256 | 2312727.6875
|  | Misc Charges | 48707.4567 | 50578.7928 | 47127.2354 | 42376.331 | 42279.9356 | 42414.5947 | 48667.1585 | 45770.6771 | 44505.8469 | 45948.1131 | 46698.8735 | 48566.7962 | 49397.1396 | 51784.6595 | 51404.8318 | 52981.6667 | 56032.7251 | 56324.784 | 58621.4616 | 59969.9712 | 67425.263
|  | Total Variable Cost | 1719402.9613 | 1785462.2654 | 1663620.1831 | 1495910.3572 | 1492507.5425 | 1497261.0893 | 1717980.4088 | 1615732.8463 | 1571083.5677 | 1621996.4461 | 1648498.7456 | 1714437.5592 | 1743749.1882 | 1828030.0988 | 1814621.9481 | 1870285.1827 | 1977989.4057 | 1988299.2647 | 2069373.3846 | 2116976.5968 | 2380152.9505
|  | Total Cost | 6888386.3769 | 7741310.1995 | 7441412.1396 | 7098273.842 | 6961969.5243 | 6850642.9008 | 6968168.0295 | 6787506.1424 | 6677373.6436 | 6663886.1466 | 6627094.738 | 6630870.8574 | 6599175.6885 | 6623631.1272 | 6551604.8198 | 6549883.7738 | 6601464.7376 | 6556940.1013 | 6584496.8425 | 6579928.7692 | 6792309.5447
|  | Fixed $/kW | 0: 206.7593
|  | Fixed $/kWh | 0: 51.6898
|  | Variable $/MWh | 0: 47.1069
|  | All per $/MWh | 0: 281.676
100hr Iron Oxide
|  | MWh |  | 3650000 | 3650000 | 3650000 | 3650000 | 3650000 | 3650000 | 3650000 | 3650000 | 3650000 | 3650000 | 3650000 | 3650000 | 3650000 | 3650000 | 3650000 | 3650000 | 3650000 | 3650000 | 3650000 | 3650000
|  | Storage Losses (MWh) |  | 2317750 | 2317750 | 2317750 | 2317750 | 2317750 | 2317750 | 2317750 | 2317750 | 2317750 | 2317750 | 2317750 | 2317750 | 2317750 | 2317750 | 2317750 | 2317750 | 2317750 | 2317750 | 2317750 | 2317750
|  | Fixed O&M | 3839839.0573 | 3238718.458 | 3311049.8369 | 3384996.6166 | 3459466.5422 | 3535574.8061 | 3613357.4518 | 3692851.3158 | 3774094.0447 | 3857124.1137 | 3941980.8442 | 4028704.4228 | 4117335.9201 | 4207917.3103 | 4300491.4911 | 4395102.3039 | 4491794.5546 | 4590614.0348 | 4691607.5436 | 4794822.9096 | 4900309.0136
|  | Capital Recovery & Taxes | 21142305.3017 | 29703266.858 | 28053046.5733 | 26415089.5121 | 25091070.9724 | 23884779.3781 | 22766782.9929 | 21825377.0261 | 20972266.2684 | 20119155.5106 | 19266044.7529 | 18412933.9952 | 17559823.2375 | 16706712.4797 | 15853601.722 | 15000490.9643 | 14147380.2066 | 13294269.4488 | 12441158.6911 | 11588047.9334 | 10734937.1757
|  | Misc Charges | 111946.6679 | 94421.5979 | 96530.3469 | 98686.1914 | 100857.2876 | 103076.1479 | 105343.8232 | 107661.3873 | 110029.9378 | 112450.5964 | 114924.5095 | 117452.8487 | 120036.8114 | 122677.6213 | 125376.5289 | 128134.8126 | 130953.7784 | 133834.7616 | 136779.1263 | 139788.2671 | 142863.609
|  | Total Fixed Cost | 25094091.0269 | 33036406.9139 | 31460626.7572 | 29898772.3201 | 28651394.8021 | 27523430.3321 | 26485484.2679 | 25625889.7291 | 24856390.2509 | 24088730.2207 | 23322950.1066 | 22559091.2667 | 21797195.9689 | 21037307.4113 | 20279469.7421 | 19523728.0808 | 18770128.5396 | 18018718.2452 | 17269545.361 | 16522659.11 | 15778109.7982
|  | Variable Cost | 0 | 0 | 0 | 0 | 0 | 0 | 0 | 0 | 0 | 0 | 0 | 0 | 0 | 0 | 0 | 0 | 0 | 0 | 0 | 0 | 0
|  | Energy Purchase | 205382492.4756 | 213273269.0075 | 198719245.8315 | 178686325.774 | 178279859.9389 | 178847670.5798 | 205212568.7351 | 192999108.7732 | 187665757.411 | 193747295.0774 | 196912991.8027 | 204789375.7437 | 208290646.5726 | 218357991.9691 | 216756389.8576 | 223405357.0381 | 236270614.4991 | 237502126.0098 | 247186420.6192 | 252872619.0171 | 284309005.1911
|  | Misc Charges | 5987721.1856 | 6217768.8846 | 5793460.893 | 5209421.1416 | 5197571.0367 | 5214124.9881 | 5982767.2289 | 5626696.0172 | 5471207.4916 | 5648508.6407 | 5740801.363 | 5970429.4604 | 6072505.5102 | 6366008.8979 | 6319315.7899 | 6513159.7791 | 6888233.4951 | 6924136.9817 | 7206472.9067 | 7372248.3348 | 8288744.7373
|  | Total Variable Cost | 211370213.6612 | 219491037.8921 | 204512706.7245 | 183895746.9157 | 183477430.9756 | 184061795.5678 | 211195335.964 | 198625804.7904 | 193136964.9026 | 199395803.7181 | 202653793.1658 | 210759805.2041 | 214363152.0828 | 224724000.8669 | 223075705.6475 | 229918516.8172 | 243158847.9942 | 244426262.9915 | 254392893.5259 | 260244867.3519 | 292597749.9284
|  | Total Cost | 236464304.6881 | 252527444.806 | 235973333.4817 | 213794519.2358 | 212128825.7777 | 211585225.8999 | 237680820.2319 | 224251694.5195 | 217993355.1535 | 223484533.9389 | 225976743.2724 | 233318896.4708 | 236160348.0517 | 245761308.2782 | 243355175.3896 | 249442244.898 | 261928976.5338 | 262444981.2367 | 271662438.8869 | 276767526.4619 | 308375859.7266
|  | Fixed $/kW | 0: 250.9409
|  | Fixed $/kWh | 0: 2.5094
|  | Variable $/MWh | 0: 57.9096
|  | All per $/MWh | 0: 177.4924
Liquid Air
|  | MWh |  | 146000 | 146000 | 146000 | 146000 | 146000 | 146000 | 146000 | 146000 | 146000 | 146000 | 146000 | 146000 | 146000 | 146000 | 146000 | 146000 | 146000 | 146000 | 146000 | 146000
|  | Storage Losses (MWh) |  | 51100 | 51100 | 51100 | 51100 | 51100 | 51100 | 51100 | 51100 | 51100 | 51100 | 51100 | 51100 | 51100 | 51100 | 51100 | 51100 | 51100 | 51100 | 51100 | 51100
|  | Fixed O&M | 799966.4703 | 674733.0121 | 689802.0494 | 705207.6285 | 720722.1963 | 736578.0846 | 752782.8025 | 769344.0241 | 786269.5926 | 803567.5237 | 821246.0092 | 839313.4214 | 857778.3167 | 876649.4396 | 895935.7273 | 915646.3133 | 935790.5322 | 956377.9239 | 977418.2382 | 998921.4395 | 1020897.7112
|  | Capital Recovery & Taxes | 3694679.3205 | 5190732.2425 | 4902351.4499 | 4616113.6913 | 4384737.602 | 4173934.6387 | 3978561.52 | 3814048.0902 | 3664964.505 | 3515880.9198 | 3366797.3345 | 3217713.7493 | 3068630.164 | 2919546.5788 | 2770462.9936 | 2621379.4083 | 2472295.8231 | 2323212.2378 | 2174128.6526 | 2025045.0674 | 1875961.4821
|  | Misc Charges | 23322.2225 | 19671.1662 | 20110.4889 | 20559.6232 | 21011.9349 | 21474.1975 | 21946.6298 | 22429.4557 | 22922.9037 | 23427.2076 | 23942.6062 | 24469.3435 | 25007.669 | 25557.8378 | 26120.1102 | 26694.7526 | 27282.0372 | 27882.242 | 28495.6513 | 29122.5556 | 29763.2519
|  | Total Fixed Cost | 4517968.0132 | 5885136.4208 | 5612263.9882 | 5341880.9429 | 5126471.7332 | 4931986.9208 | 4753290.9523 | 4605821.57 | 4474157.0014 | 4342875.651 | 4211985.9499 | 4081496.5142 | 3951416.1498 | 3821753.8562 | 3692518.8311 | 3563720.4743 | 3435368.3925 | 3307472.4038 | 3180042.5422 | 3053089.0625 | 2926622.4451
|  | Variable Cost | 1074514.9629 | 906301.3818 | 926542.1127 | 947234.8865 | 968074.054 | 989371.6832 | 1011137.8603 | 1033382.8932 | 1056117.3168 | 1079351.8978 | 1103097.6396 | 1127365.7876 | 1152167.835 | 1177515.5273 | 1203420.8689 | 1229896.1281 | 1256953.8429 | 1284606.8274 | 1312868.1776 | 1341751.2775 | 1371269.8056
|  | Energy Purchase | 6783274.9808 | 7043887.7837 | 6563204.4495 | 5901566.7228 | 5888142.1631 | 5906895.5421 | 6777662.8206 | 6374282.4916 | 6198135.1072 | 6398993.2319 | 6503548.3531 | 6763685.8044 | 6879324.107 | 7211823.588 | 7158926.6375 | 7378525.5536 | 7803433.1394 | 7844106.9141 | 8163955.1764 | 8351756.2244 | 9390022.1898
|  | Misc Charges | 229086.008 | 231779.8149 | 218356.0713 | 199669.9621 | 199886.1276 | 201053.7747 | 227074.6951 | 215963.0766 | 211490.4752 | 218023.6739 | 221764.1573 | 230055.7181 | 234150.1161 | 244582.7926 | 243795.8792 | 250969.9257 | 264146.5221 | 266138.5204 | 276287.3081 | 282604.5177 | 313734.7068
|  | Total Variable Cost | 8086875.9517 | 8181968.9805 | 7708102.6334 | 7048471.5715 | 7056102.3448 | 7097321 | 8015875.3759 | 7623628.4614 | 7465742.8992 | 7696368.8036 | 7828410.15 | 8121107.3101 | 8265642.058 | 8633921.9079 | 8606143.3856 | 8859391.6073 | 9324533.5044 | 9394852.2619 | 9753110.6621 | 9976112.0197 | 11075026.7023
|  | Total Cost | 12604843.9649 | 14067105.4013 | 13320366.6216 | 12390352.5144 | 12182574.078 | 12029307.9208 | 12769166.3282 | 12229450.0315 | 11939899.9005 | 12039244.4547 | 12040396.0998 | 12202603.8243 | 12217058.2078 | 12455675.7641 | 12298662.2167 | 12423112.0816 | 12759901.8968 | 12702324.6657 | 12933153.2043 | 13029201.0821 | 14001649.1474
|  | Fixed $/kW | 0: 180.7187
|  | Fixed $/kWh | 0: 11.2949
|  | Variable $/MWh | 0: 55.3896
|  | All per $/MWh | 0: 132.8224
Pumped Hydro (8.5 hr/ 400 MW share)
|  | MWh |  | 1241000 | 1241000 | 1241000 | 1241000 | 1241000 | 1241000 | 1241000 | 1241000 | 1241000 | 1241000 | 1241000 | 1241000 | 1241000 | 1241000 | 1241000 | 1241000 | 1241000 | 1241000 | 1241000 | 1241000
|  | Storage Losses (MWh) |  | 248200 | 248200 | 248200 | 248200 | 248200 | 248200 | 248200 | 248200 | 248200 | 248200 | 248200 | 248200 | 248200 | 248200 | 248200 | 248200 | 248200 | 248200 | 248200 | 248200
|  | Fixed O&M | 10024024.8143 | 8454779.9284 | 8643603.3468 | 8836643.8215 | 9031049.9856 | 9229733.0853 | 9432787.2132 | 9640308.5318 | 9852395.3195 | 10069148.0166 | 10290669.2729 | 10517063.9969 | 10748439.4049 | 10984905.0718 | 11226572.9834 | 11473557.589 | 11725975.856 | 11983947.3248 | 12247594.1659 | 12517041.2376 | 12792416.1448
|  | Capital Recovery & Taxes | 208870953.7005 | 260941913.6019 | 248447504.1576 | 236087694.1071 | 227173628.5369 | 219551717.1468 | 212898921.3917 | 208184356.9068 | 204438908.057 | 200693459.2072 | 196948010.3574 | 193202561.5076 | 189457112.6578 | 185711663.808 | 181966214.9582 | 178220766.1084 | 174475317.2586 | 170729868.4088 | 166984419.559 | 163238970.7092 | 159493521.8594
|  | Misc Charges | 292240.4194 | 246490.654 | 251995.612 | 257623.514 | 263291.2313 | 269083.6384 | 275003.4784 | 281053.5549 | 287236.7331 | 293555.9413 | 300014.172 | 306614.4838 | 313360.0024 | 320253.9225 | 327299.5088 | 334500.0979 | 341859.1001 | 349380.0003 | 357066.3603 | 364921.8202 | 372950.1003
|  | Total Fixed Cost | 219187218.9342 | 269643184.1843 | 257343103.1164 | 245181961.4426 | 236467969.7538 | 229050533.8704 | 222606712.0833 | 218105718.9936 | 214578540.1097 | 211056163.1651 | 207538693.8023 | 204026239.9883 | 200518912.0651 | 197016822.8022 | 193520087.4503 | 190028823.7953 | 186543152.2146 | 183063195.7339 | 179589080.0852 | 176120933.767 | 172658888.1044
|  | Variable Cost | 894417.0991 | 754397.5476 | 771245.7595 | 788470.2481 | 805816.5936 | 823544.5586 | 841662.5389 | 860179.1148 | 879103.0553 | 898443.3225 | 918209.0756 | 938409.6753 | 959054.6881 | 980153.8913 | 1001717.2769 | 1023755.057 | 1046277.6682 | 1069295.7769 | 1092820.284 | 1116862.3303 | 1141433.3015
|  | Energy Purchases | 51251410.9664 | 53220485.4771 | 49588655.8405 | 44589615.239 | 44488185.2325 | 44629877.4291 | 51209007.9779 | 48161245.492 | 46830354.1429 | 48347948.8634 | 49137920.8902 | 51103403.8553 | 51977115.475 | 54489333.7758 | 54089667.9278 | 55748859.738 | 58959272.6089 | 59266585.5731 | 61683216.8885 | 63102158.14 | 70946834.3229
|  | Misc Charges | 26075.8361 | 21993.7061 | 22484.8989 | 22987.0616 | 23492.777 | 24009.6181 | 24537.8297 | 25077.6619 | 25629.3705 | 26193.2166 | 26769.4674 | 27358.3957 | 27960.2804 | 28575.4065 | 29204.0655 | 29846.5549 | 30503.1791 | 31174.2491 | 31860.0826 | 32561.0044 | 33277.3465
|  | Total Variable Cost | 52171903.9016 | 53996876.7308 | 50382386.4989 | 45401072.5488 | 45317494.603 | 45477431.6058 | 52075208.3465 | 49046502.2687 | 47735086.5687 | 49272585.4025 | 50082899.4332 | 52069171.9262 | 52964130.4435 | 55498063.0736 | 55120589.2701 | 56802461.3499 | 60036053.4563 | 60367055.5991 | 62807897.255 | 64251581.4747 | 72121544.9709
|  | Total Cost | 271359122.8358 | 323640060.9151 | 307725489.6153 | 290583033.9914 | 281785464.3568 | 274527965.4762 | 274681920.4298 | 267152221.2623 | 262313626.6784 | 260328748.5676 | 257621593.2356 | 256095411.9146 | 253483042.5086 | 252514885.8758 | 248640676.7205 | 246831285.1452 | 246579205.6709 | 243430251.333 | 242396977.3402 | 240372515.2417 | 244780433.0754
|  | Fixed $/kW | 0: 547.968
|  | Fixed $/kWh | 0: 64.4668
|  | Variable $/MWh | 0: 42.0402
|  | All per $/MWh | 0: 273.3271
Pumped Hydro (16 hr/ 100 MW)
|  | MWh |  | 584000 | 584000 | 584000 | 584000 | 584000 | 584000 | 584000 | 584000 | 584000 | 584000 | 584000 | 584000 | 584000 | 584000 | 584000 | 584000 | 584000 | 584000 | 584000 | 584000
|  | Storage Losses (MWh) |  | 116800 | 116800 | 116800 | 116800 | 116800 | 116800 | 116800 | 116800 | 116800 | 116800 | 116800 | 116800 | 116800 | 116800 | 116800 | 116800 | 116800 | 116800 | 116800 | 116800
|  | Fixed O&M | 2506006.2036 | 2113694.9821 | 2160900.8367 | 2209160.9554 | 2257762.4964 | 2307433.2713 | 2358196.8033 | 2410077.133 | 2463098.8299 | 2517287.0041 | 2572667.3182 | 2629265.9992 | 2687109.8512 | 2746226.2679 | 2806643.2458 | 2868389.3972 | 2931493.964 | 2995986.8312 | 3061898.5415 | 3129260.3094 | 3198104.0362
|  | Capital Recovery & Taxes | 45289763.067 | 56580377.6537 | 53871198.4531 | 51191204.6156 | 49258356.0769 | 47605687.0252 | 46163152.5888 | 45140887.3829 | 44328756.7923 | 43516626.2017 | 42704495.6111 | 41892365.0205 | 41080234.43 | 40268103.8394 | 39455973.2488 | 38643842.6582 | 37831712.0676 | 37019581.477 | 36207450.8864 | 35395320.2958 | 34583189.7052
|  | Misc Charges | 73060.1049 | 61622.6635 | 62998.903 | 64405.8785 | 65822.8078 | 67270.9096 | 68750.8696 | 70263.3887 | 71809.1833 | 73388.9853 | 75003.543 | 76653.6209 | 78340.0006 | 80063.4806 | 81824.8772 | 83625.0245 | 85464.775 | 87345.0001 | 89266.5901 | 91230.4551 | 93237.5251
|  | Total Fixed Cost | 47868829.3754 | 58755695.2993 | 56095098.1927 | 53464771.4495 | 51581941.3811 | 49980391.2061 | 48590100.2617 | 47621227.9046 | 46863664.8055 | 46107302.1912 | 45352166.4724 | 44598284.6407 | 43845684.2818 | 43094393.5879 | 42344441.3718 | 41595857.0799 | 40848670.8066 | 40102913.3082 | 39358616.0179 | 38615811.0602 | 37874531.2665
|  | Variable Cost | 420902.1643 | 355010.6106 | 362939.1809 | 371044.8226 | 379207.8087 | 387550.3805 | 396076.4889 | 404790.1717 | 413695.5554 | 422796.8577 | 432098.3885 | 441604.5531 | 451319.8532 | 461248.89 | 471396.3656 | 481767.0856 | 492365.9615 | 503198.0127 | 514268.3689 | 525582.2731 | 537145.0831
|  | Energy Purchases | 24118311.043 | 25044934.3422 | 23335838.0426 | 20983348.3478 | 20935616.58 | 21002295.2607 | 24098356.6955 | 22664115.5257 | 22037813.7143 | 22751975.9357 | 23123727.4778 | 24048660.6378 | 24459819.0471 | 25642039.4239 | 25453961.3778 | 26234757.5237 | 27745540.0513 | 27890157.9167 | 29027396.1828 | 29695133.2424 | 33386745.5637
|  | Misc Charges | 12270.9817 | 10349.9793 | 10581.1289 | 10817.4408 | 11055.4245 | 11298.6438 | 11547.214 | 11801.2527 | 12060.8802 | 12326.2196 | 12597.3964 | 12874.5391 | 13157.779 | 13447.2501 | 13743.0896 | 14045.4376 | 14354.4372 | 14670.2349 | 14992.98 | 15322.8256 | 15659.9278
|  | Total Variable Cost | 24551484.189 | 25410294.9321 | 23709358.3524 | 21365210.6112 | 21325879.8132 | 21401144.2851 | 24505980.3984 | 23080706.95 | 22463570.15 | 23187099.0129 | 23568423.2627 | 24503139.73 | 24924296.6793 | 26116735.564 | 25939100.833 | 26730570.047 | 28252260.45 | 28408026.1643 | 29556657.5318 | 30236038.341 | 33939550.5745
|  | Total Cost | 72420313.5644 | 84165990.2315 | 79804456.5452 | 74829982.0607 | 72907821.1943 | 71381535.4912 | 73096080.66 | 70701934.8546 | 69327234.9555 | 69294401.2041 | 68920589.7351 | 69101424.3707 | 68769980.9611 | 69211129.152 | 68283542.2048 | 68326427.1269 | 69100931.2566 | 68510939.4725 | 68915273.5497 | 68851849.4013 | 71814081.841
|  | Fixed $/kW | 0: 478.6883
|  | Fixed $/kWh | 0: 29.918
|  | Variable $/MWh | 0: 42.0402
|  | All per $/MWh | 0: 155.0092
Pumped Hyrdo (24 hr/ 100 MW)
|  | MWh |  | 876000 | 876000 | 876000 | 876000 | 876000 | 876000 | 876000 | 876000 | 876000 | 876000 | 876000 | 876000 | 876000 | 876000 | 876000 | 876000 | 876000 | 876000 | 876000 | 876000
|  | Storage Losses (MWh) |  | 175200 | 175200 | 175200 | 175200 | 175200 | 175200 | 175200 | 175200 | 175200 | 175200 | 175200 | 175200 | 175200 | 175200 | 175200 | 175200 | 175200 | 175200 | 175200 | 175200
|  | Fixed O&M | 2506006.2036 | 2113694.9821 | 2160900.8367 | 2209160.9554 | 2257762.4964 | 2307433.2713 | 2358196.8033 | 2410077.133 | 2463098.8299 | 2517287.0041 | 2572667.3182 | 2629265.9992 | 2687109.8512 | 2746226.2679 | 2806643.2458 | 2868389.3972 | 2931493.964 | 2995986.8312 | 3061898.5415 | 3129260.3094 | 3198104.0362
|  | Capital Recovery & Taxes | 40657436.6611 | 50793224.891 | 48361145.8891 | 45955267.1139 | 44220114.1407 | 42736483.3434 | 41441494.1779 | 40523788.2761 | 39794724.0061 | 39065659.7361 | 38336595.4661 | 37607531.1962 | 36878466.9262 | 36149402.6562 | 35420338.3862 | 34691274.1163 | 33962209.8463 | 33233145.5763 | 32504081.3063 | 31775017.0364 | 31045952.7664
|  | Misc Charges | 73060.1049 | 61622.6635 | 62998.903 | 64405.8785 | 65822.8078 | 67270.9096 | 68750.8696 | 70263.3887 | 71809.1833 | 73388.9853 | 75003.543 | 76653.6209 | 78340.0006 | 80063.4806 | 81824.8772 | 83625.0245 | 85464.775 | 87345.0001 | 89266.5901 | 91230.4551 | 93237.5251
|  | Total Fixed Cost | 43236502.9696 | 52968542.5366 | 50585045.6288 | 48228833.9477 | 46543699.4449 | 45111187.5243 | 43868441.8508 | 43004128.7978 | 42329632.0193 | 41656335.7256 | 40984266.3274 | 40313450.8163 | 39643916.778 | 38975692.4048 | 38308806.5093 | 37643288.538 | 36979168.5853 | 36316477.4076 | 35655246.4379 | 34995507.8008 | 34337294.3277
|  | Variable Cost | 631353.2464 | 532515.9159 | 544408.7714 | 556567.234 | 568811.7131 | 581325.5708 | 594114.7334 | 607185.2575 | 620543.3332 | 634195.2865 | 648147.5828 | 662406.8296 | 676979.7799 | 691873.335 | 707094.5484 | 722650.6284 | 738548.9423 | 754797.019 | 771402.5534 | 788373.4096 | 805717.6246
|  | Energy Purchases | 36177466.5645 | 37567401.5132 | 35003757.0639 | 31475022.5217 | 31403424.87 | 31503442.8911 | 36147535.0432 | 33996173.2885 | 33056720.5715 | 34127963.9035 | 34685591.2166 | 36072990.9567 | 36689728.5706 | 38463059.1358 | 38180942.0667 | 39352136.2856 | 41618310.0769 | 41835236.8751 | 43541094.2742 | 44542699.8636 | 50080118.3456
|  | Misc Charges | 18406.4725 | 15524.969 | 15871.6933 | 16226.1611 | 16583.1367 | 16947.9657 | 17320.8209 | 17701.879 | 18091.3203 | 18489.3294 | 18896.0946 | 19311.8087 | 19736.6685 | 20170.8752 | 20614.6345 | 21068.1564 | 21531.6559 | 22005.3523 | 22489.47 | 22984.2384 | 23489.8916
|  | Total Variable Cost | 36827226.2835 | 38115442.3982 | 35564037.5286 | 32047815.9168 | 31988819.7198 | 32101716.4276 | 36758970.5975 | 34621060.425 | 33695355.225 | 34780648.5194 | 35352634.894 | 36754709.595 | 37386445.0189 | 39175103.3461 | 38908651.2495 | 40095855.0705 | 42378390.675 | 42612039.2464 | 44334986.2977 | 45354057.5115 | 50909325.8618
|  | Total Cost | 80063729.253 | 91083984.9348 | 86149083.1574 | 80276649.8645 | 78532519.1647 | 77212903.9519 | 80627412.4483 | 77625189.2227 | 76024987.2442 | 76436984.245 | 76336901.2214 | 77068160.4113 | 77030361.797 | 78150795.7508 | 77217457.7588 | 77739143.6085 | 79357559.2603 | 78928516.654 | 79990232.7356 | 80349565.3124 | 85246620.1895
|  | Fixed $/kW | 0: 432.365
|  | Fixed $/kWh | 0: 18.0152
|  | Variable $/MWh | 0: 42.0402
|  | All per $/MWh | 0: 114.2462

## Fuel Gen
Start Year: | 2025 |  |  | 2025 | 2026 | 2027 | 2028 | 2029 | 2030 | 2031 | 2032 | 2033 | 2034 | 2035 | 2036 | 2037 | 2038 | 2039 | 2040 | 2041 | 2042 | 2043 | 2044 | 2045
|  |  | 0 | 1 | 2 | 3 | 4 | 5 | 6 | 7 | 8 | 9 | 10 | 11 | 12 | 13 | 14 | 15 | 16 | 17 | 18 | 19 | 20 | 21
State Sales Tax Rate
Idaho Sales Tax Rate: | 6%
7F.04 CT Frame Greenfield | bar: 0 to 2026 2
|  | MWh |  | 1533702.114 | 1533702.114 | 1533702.114 | 1533702.114 | 1533702.114 | 1533702.114 | 1533702.114 | 1533702.114 | 1533702.114 | 1533702.114 | 1533702.114 | 1533702.114 | 1533702.114 | 1533702.114 | 1533702.114 | 1533702.114 | 1533702.114 | 1533702.114 | 1533702.114 | 1533702.114
|  | Fuel (Dth) |  | 15398369.2246 | 15398369.2246 | 15398369.2246 | 15398369.2246 | 15398369.2246 | 15398369.2246 | 15398369.2246 | 15398369.2246 | 15398369.2246 | 15398369.2246 | 15398369.2246 | 15398369.2246 | 15398369.2246 | 15398369.2246 | 15398369.2246 | 15398369.2246 | 15398369.2246 | 15398369.2246 | 15398369.2246 | 15398369.2246
Gen
|  | Heat Rate | 2025 1: 10040
|  | Capacity | 2025 1: 180.495
|  | Capital Cost | 2025 1: 145.0633; 2026 2: 803.6969
|  | AFUDC | 2025 1: 8.4993; 2026 2: 8.4993
|  | Sales tax | 2025 1: 8.7038; 2026 2: 48.2218
|  | Total Capital | 2025 1: 162.2663; 2026 2: 860.418
Fixed Costs
|  | Fixed O&M | 1161276.3718 | 979480.4324 | 1001355.4954 | 1023719.1015 | 1046240.9217 | 1069258.222 | 1092781.9028 | 1116823.1047 | 1141393.213 | 1166503.8637 | 1192166.9487 | 1218394.6216 | 1245199.3032 | 1272593.6879 | 1300590.7491 | 1329203.7455 | 1358446.2279 | 1388332.0449 | 1418875.3499 | 1450090.6076 | 1481992.601
|  | Capital Recovery & Taxes | 18028337.611 | 22824565.7804 | 22177311.4042 | 21484396.9481 | 20807716.1475 | 20146052.6477 | 19498299.2542 | 18863411.1497 | 18240421.4881 | 17624121.7767 | 17008788.9113 | 16393456.0459 | 15778123.1805 | 15162790.315 | 14547457.4496 | 13932124.5842 | 13316791.7188 | 12701458.8534 | 12086125.988 | 11470793.1225 | 10855460.2571
|  | Misc Charges | 33855.8513 | 28555.7725 | 29193.5181 | 29845.5067 | 30502.1078 | 31173.1542 | 31858.9636 | 32559.8608 | 33276.1777 | 34008.2536 | 34756.4352 | 35521.0768 | 36302.5405 | 37101.1964 | 37917.4227 | 38751.606 | 39604.1413 | 40475.4324 | 41365.892 | 42275.9416 | 43206.0123
|  | Total Fixed Cost | 19223469.8342 | 23832601.9853 | 23207860.4177 | 22537961.5563 | 21884459.177 | 21246484.0239 | 20622940.1207 | 20012794.1152 | 19415090.8788 | 18824633.8941 | 18235712.2952 | 17647371.7442 | 17059625.0242 | 16472485.1993 | 15885965.6214 | 15300079.9357 | 14714842.0881 | 14130266.3308 | 13546367.2298 | 12963159.6717 | 12380658.8704
Variable Costs
|  | Variable O&M | 5889169.2795 | 4967229.3457 | 5078164.1344 | 5191576.4668 | 5305791.149 | 5422518.5543 | 5541813.9625 | 5663733.8697 | 5788336.0148 | 5915679.4071 | 6045824.3541 | 6178832.4899 | 6314766.8047 | 6453691.6744 | 6595672.8912 | 6740777.6948 | 6889074.8041 | 7040634.4498 | 7195528.4077 | 7353830.0326 | 7515614.2934
|  | Fuel Cost | 64625681.3607 | 62422221.3587 | 57300455.6826 | 54782827.7029 | 54672237.8089 | 55917504.1387 | 58417017.0675 | 61010758.4851 | 62572054.1635 | 64906032.9251 | 65666554.1132 | 67444961.4575 | 68723097.0086 | 70228892.3217 | 71233533.2349 | 73494336.7717 | 77053640.35 | 78870067.1474 | 80345274.2989 | 83322011.8951 | 85065462.143
|  | Variable Fuel Transport | 3231.2841 | 3121.1111 | 2865.0228 | 2739.1414 | 2733.6119 | 2795.8752 | 2920.8509 | 3050.5379 | 3128.6027 | 3245.3016 | 3283.3277 | 3372.2481 | 3436.1549 | 3511.4446 | 3561.6767 | 3674.7168 | 3852.682 | 3943.5034 | 4017.2637 | 4166.1006 | 4253.2731
|  | Natural Gas Use Tax (Washington): | 0 | 0 | 0 | 0 | 0 | 0 | 0 | 0 | 0 | 0 | 0 | 0 | 0 | 0 | 0 | 0 | 0 | 0 | 0 | 0 | 0
|  | Misc Charges | 2055884.1604 | 1964763.0387 | 1818669.809 | 1748573.6361 | 1748679.152 | 1788388.5325 | 1864740.9143 | 1943917.0855 | 1993070.0265 | 2064830.8149 | 2090798.404 | 2146526.4033 | 2187754.0593 | 2235706.4265 | 2269136.5125 | 2339281.6599 | 2447378.2387 | 2504755.5633 | 2552281.6814 | 2643684.9541 | 2699232.7023
|  | Total Variable Cost | 72573966.0847 | 69357334.8542 | 64200154.6488 | 61725716.9471 | 61729441.7218 | 63131207.1007 | 65826492.7952 | 68621459.9782 | 70356588.8076 | 72889788.4487 | 73806460.199 | 75773692.5987 | 77229054.0274 | 78921801.8672 | 80101904.3153 | 82578070.8432 | 86393946.0748 | 88419400.6638 | 90097101.6517 | 93323692.9824 | 95284562.4118
|  | Total Cost | 91797435.9188 | 93189936.8395 | 87408015.0665 | 84263678.5034 | 83613900.8988 | 84377691.1246 | 86449432.9159 | 88634254.0934 | 89771679.6864 | 91714422.3428 | 92042172.4942 | 93421064.3429 | 94288679.0516 | 95394287.0665 | 95987869.9367 | 97878150.7789 | 101108788.1628 | 102549666.9946 | 103643468.8816 | 106286852.6541 | 107665221.2822
|  | $/MWh | 0: 59.8535
|  | Fixed Cost $/kW-yr | 0: 106.5042
|  | Variable Cost $/MWh | 0: 47.3195
Reciprocating Engine (ICE) Machine | bar: 0 to 2026 2
|  | MWh |  | 1575703.7736 | 1575703.7736 | 1575703.7736 | 1575703.7736 | 1575703.7736 | 1575703.7736 | 1575703.7736 | 1575703.7736 | 1575703.7736 | 1575703.7736 | 1575703.7736 | 1575703.7736 | 1575703.7736 | 1575703.7736 | 1575703.7736 | 1575703.7736 | 1575703.7736 | 1575703.7736 | 1575703.7736 | 1575703.7736
|  | Fuel (Dth) |  | 12905013.9058 | 12905013.9058 | 12905013.9058 | 12905013.9058 | 12905013.9058 | 12905013.9058 | 12905013.9058 | 12905013.9058 | 12905013.9058 | 12905013.9058 | 12905013.9058 | 12905013.9058 | 12905013.9058 | 12905013.9058 | 12905013.9058 | 12905013.9058 | 12905013.9058 | 12905013.9058 | 12905013.9058 | 12905013.9058
Gen
|  | Heat Rate | 2025 1: 8190
|  | Capacity | 2025 1: 185.438
|  | Capital Cost | 2025 1: 228.0857; 2026 2: 1229.9834
|  | AFUDC | 2025 1: 13.3635; 2026 2: 72.0647
|  | Sales tax | 2025 1: 13.6851; 2026 2: 73.799
|  | Total Capital | 2025 1: 255.1343; 2026 2: 1375.8472
Fixed Costs
|  | Fixed O&M | 1184617.3023 | 999167.3779 | 1021482.116 | 1044295.2166 | 1067269.7114 | 1090749.6451 | 1114746.1372 | 1139270.5523 | 1164334.5044 | 1189949.8635 | 1216128.7605 | 1242883.5932 | 1270227.0323 | 1298172.027 | 1326731.8116 | 1355919.9115 | 1385750.1495 | 1416236.6528 | 1447393.8592 | 1479236.5241 | 1511779.7276
|  | Capital Recovery & Taxes | 28346287.5206 | 35887485.4745 | 34869795.4887 | 33780313.3177 | 32716355.6224 | 31676009.9061 | 30657535.3063 | 29659289.0374 | 28679750.9096 | 27710731.5139 | 26743232.3079 | 25775733.1019 | 24808233.8959 | 23840734.6899 | 22873235.4839 | 21905736.2779 | 20938237.072 | 19970737.866 | 19003238.66 | 18035739.454 | 17068240.248
|  | Misc Charges | 34536.3328 | 29129.7257 | 29780.2896 | 30445.3827 | 31115.1812 | 31799.7152 | 32499.3089 | 33214.2937 | 33945.0081 | 34691.7983 | 35455.0179 | 36235.0283 | 37032.1989 | 37846.9073 | 38679.5392 | 39530.4891 | 40400.1599 | 41288.9634 | 42197.3206 | 43125.6616 | 44074.4262
|  | Total Fixed Cost | 29565441.1557 | 36915782.5781 | 35921057.8944 | 34855053.9171 | 33814740.515 | 32798559.2663 | 31804780.7524 | 30831773.8833 | 29878030.4222 | 28935373.1757 | 27994816.0863 | 27054851.7234 | 26115493.1271 | 25176753.6242 | 24238646.8348 | 23301186.6785 | 22364387.3813 | 21428263.4821 | 20492829.8397 | 19558101.6397 | 18624094.4017
Variable Costs
|  | Variable O&M | 11596693.7107 | 9781250.0505 | 9999697.9683 | 10223024.5563 | 10447931.0965 | 10677785.5806 | 10912696.8634 | 11152776.1944 | 11398137.2707 | 11648896.2906 | 11905172.009 | 12167085.7932 | 12434761.6807 | 12708326.4376 | 12987909.6193 | 13273643.6309 | 13565663.7908 | 13864108.3942 | 14169118.7788 | 14480839.392 | 14799417.8586
|  | Fuel Cost | 54161275.4226 | 52314607.0156 | 48022174.7256 | 45912209.468 | 45819526.6586 | 46863155.3097 | 48957938.7659 | 51131692.9196 | 52440178.3928 | 54396231.5263 | 55033606.5864 | 56524048.2801 | 57595223.8585 | 58857195.7707 | 59699161.8755 | 61593888.5608 | 64576857.8287 | 66099162.7389 | 67335499.4267 | 69830233.7399 | 71291378.7069
|  | Variable Fuel Transport | 2708.0638 | 2615.7304 | 2401.1087 | 2295.6105 | 2290.9763 | 2343.1578 | 2447.8969 | 2556.5846 | 2622.0089 | 2719.8116 | 2751.6803 | 2826.2024 | 2879.7612 | 2942.8598 | 2984.9581 | 3079.6944 | 3228.8429 | 3304.9581 | 3366.775 | 3491.5117 | 3564.5689
|  | Natural Gas Use Tax (Washington): | 0 | 0 | 0 | 0 | 0 | 0 | 0 | 0 | 0 | 0 | 0 | 0 | 0 | 0 | 0 | 0 | 0 | 0 | 0 | 0 | 0
|  | Misc Charges | 1917186.783 | 1810418.8759 | 1691639.6784 | 1636633.539 | 1640488.2545 | 1677616.9031 | 1745539.8771 | 1815915.9472 | 1861218.6969 | 1925558.9498 | 1951613.3737 | 2002703.7179 | 2041738.155 | 2086507.0306 | 2119205.9058 | 2182777.8189 | 2278261.209 | 2331345.5594 | 2376283.7941 | 2458106.8176 | 2509995.0045
|  | Total Variable Cost | 67677863.9801 | 63908891.6724 | 59715913.4811 | 57774163.1737 | 57910236.986 | 59220900.9512 | 61618623.4034 | 64102941.6458 | 65702156.3692 | 67973406.5783 | 68893143.6494 | 70696663.9936 | 72074603.4553 | 73654972.0987 | 74809262.3586 | 77053389.705 | 80424011.6713 | 82297921.6505 | 83884268.7746 | 86772671.4611 | 88604356.139
|  | Total Cost | 97243305.1358 | 100824674.2505 | 95636971.3755 | 92629217.0908 | 91724977.501 | 92019460.2175 | 93423404.1558 | 94934715.5292 | 95580186.7914 | 96908779.754 | 96887959.7357 | 97751515.717 | 98190096.5824 | 98831725.7229 | 99047909.1934 | 100354576.3835 | 102788399.0526 | 103726185.1327 | 104377098.6143 | 106330773.1008 | 107228450.5407
|  | $/MWh | 0: 61.7142
|  | Fixed Cost $/kW-yr | 0: 159.4357
|  | Variable Cost $/MWh | 0: 42.9509
NG CCCT (1x1 w/DF) | bar: 0 to 2026 2
|  | MWh |  | 2647183.6992 | 2647183.6992 | 2647183.6992 | 2647183.6992 | 2647183.6992 | 2647183.6992 | 2647183.6992 | 2647183.6992 | 2647183.6992 | 2647183.6992 | 2647183.6992 | 2647183.6992 | 2647183.6992 | 2647183.6992 | 2647183.6992 | 2647183.6992 | 2647183.6992 | 2647183.6992 | 2647183.6992 | 2647183.6992
|  | Fuel (Dth) |  | 18053792.8285 | 18053792.8285 | 18053792.8285 | 18053792.8285 | 18053792.8285 | 18053792.8285 | 18053792.8285 | 18053792.8285 | 18053792.8285 | 18053792.8285 | 18053792.8285 | 18053792.8285 | 18053792.8285 | 18053792.8285 | 18053792.8285 | 18053792.8285 | 18053792.8285 | 18053792.8285 | 18053792.8285 | 18053792.8285
Gen
|  | Heat Rate | 2025 1: 6820
|  | Capacity | 2025 1: 311.536
|  | Capital Cost | 2025 1: 383.1134; 2026 2: 1229.7564
|  | AFUDC | 2025 1: 22.4466; 2026 2: 72.0514
|  | Sales tax | 2025 1: 22.9868; 2026 2: 73.7854
|  | Total Capital | 2025 1: 428.5468; 2026 2: 1375.5933
Fixed Costs
|  | Fixed O&M | 11785037.5372 | 9940108.9553 | 10162104.722 | 10389058.3941 | 10617617.6788 | 10851205.2677 | 11089931.7836 | 11333910.2828 | 11583256.3091 | 11838087.9479 | 12098525.8827 | 12364693.4521 | 12636716.7081 | 12914724.4756 | 13198848.4141 | 13489223.0792 | 13785985.987 | 14089277.6787 | 14399241.7876 | 14716025.1069 | 15039777.6593
|  | Capital Recovery & Taxes | 47612999.1569 | 60279880.1923 | 58570475.6575 | 56740482.4476 | 54953362.4654 | 53205903.3077 | 51495180.8638 | 49818435.7618 | 48173114.5529 | 46545461.5617 | 44920362.0193 | 43295262.4769 | 41670162.9345 | 40045063.392 | 38419963.8496 | 36794864.3072 | 35169764.7648 | 33544665.2223 | 31919565.6799 | 30294466.1375 | 28669366.5951
|  | Misc Charges | 343580.9844 | 289793.9365 | 296266.0011 | 302882.6084 | 309546.0258 | 316356.0384 | 323315.8712 | 330428.8204 | 337698.2544 | 345127.616 | 352720.4236 | 360480.2729 | 368410.8389 | 376515.8774 | 384799.2267 | 393264.8097 | 401916.6355 | 410758.8014 | 419795.4951 | 429030.996 | 438469.6779
|  | Total Fixed Cost | 59741617.6784 | 70509783.0841 | 69028846.3805 | 67432423.4501 | 65880526.17 | 64373464.6138 | 62908428.5186 | 61482774.865 | 60094069.1164 | 58728677.1256 | 57371608.3256 | 56020436.2019 | 54675290.4814 | 53336303.745 | 52003611.4904 | 50677352.1961 | 49357667.3872 | 48044701.7025 | 46738602.9626 | 45439522.2404 | 44147613.9322
Variable Costs
|  | Variable O&M | 15585964.3519 | 13146006.8195 | 13439600.9718 | 13739752.0601 | 14042026.6055 | 14350951.1908 | 14666672.117 | 14989338.9035 | 15319104.3594 | 15656124.6553 | 16000559.3977 | 16352571.7045 | 16712328.282 | 17079999.5042 | 17455759.4933 | 17839786.2021 | 18232261.4986 | 18633371.2516 | 19043305.4191 | 19462258.1383 | 19890427.8174
|  | Fuel Cost | 75770274.48 | 73186831.4023 | 67181825.6069 | 64230036.7972 | 64100375.8567 | 65560386.3297 | 68490936.1776 | 71531964.0632 | 73362502.6293 | 76098972.2134 | 76990644.0374 | 79075734.8213 | 80574282.7591 | 82339750.0128 | 83517639.6094 | 86168315.0207 | 90341414.6834 | 92471081.3131 | 94200685.5266 | 97690756.6557 | 99734862.0492
|  | Variable Fuel Transport | 3788.5137 | 3659.3416 | 3359.0913 | 3211.5018 | 3205.0188 | 3278.0193 | 3424.5468 | 3576.5982 | 3668.1251 | 3804.9486 | 3849.5322 | 3953.7867 | 4028.7141 | 4116.9875 | 4175.882 | 4308.4158 | 4517.0707 | 4623.5541 | 4710.0343 | 4884.5378 | 4986.7431
|  | Natural Gas Use Tax (Washington): | 0 | 0 | 0 | 0 | 0 | 0 | 0 | 0 | 0 | 0 | 0 | 0 | 0 | 0 | 0 | 0 | 0 | 0 | 0 | 0 | 0
|  | Misc Charges | 2663510.2372 | 2517054.25 | 2350535.0014 | 2273224.8525 | 2278257.0405 | 2329830.7014 | 2424476.7515 | 2522546.3388 | 2585530.5107 | 2675139.0236 | 2711177.7742 | 2782232.1172 | 2836411.3114 | 2898603.4041 | 2943900.2211 | 3032377.7906 | 3165488.6461 | 3239274.0052 | 3301652.6284 | 3415621.3971 | 3487701.0843
|  | Total Variable Cost | 94023537.5828 | 88853551.8132 | 82975320.6713 | 80246225.2116 | 80423864.5215 | 82244446.2412 | 85585509.5928 | 89047425.9037 | 91270805.6246 | 94434040.8409 | 95706230.7415 | 98214492.4297 | 100127051.0667 | 102322469.9085 | 103921475.2057 | 107044787.4292 | 111743681.8988 | 114348350.1239 | 116550353.6084 | 120573520.729 | 123117977.6939
|  | Total Cost | 153765155.2613 | 159363334.8973 | 152004167.0518 | 147678648.6617 | 146304390.6914 | 146617910.855 | 148493938.1115 | 150530200.7687 | 151364874.7409 | 153162717.9666 | 153077839.0671 | 154234928.6316 | 154802341.5481 | 155658773.6536 | 155925086.6961 | 157722139.6253 | 161101349.286 | 162393051.8263 | 163288956.571 | 166013042.9694 | 167265591.6262
|  | $/MWh | 0: 58.0863
|  | Fixed Cost $/kW-yr | 0: 191.7647
|  | Variable Cost $/MWh | 0: 35.5183
Hydrogen Fuel Cell with 40 hrs Storage | bar: 0 to 2026 2
|  | MWh |  | 212430 | 212430 | 212430 | 212430 | 212430 | 212430 | 212430 | 212430 | 212430 | 212430 | 212430 | 212430 | 212430 | 212430 | 212430 | 212430 | 212430 | 212430 | 212430 | 212430
|  | Fuel (Dth) |  | 1208089.41 | 1208089.41 | 1208089.41 | 1208089.41 | 1208089.41 | 1208089.41 | 1208089.41 | 1208089.41 | 1208089.41 | 1208089.41 | 1208089.41 | 1208089.41 | 1208089.41 | 1208089.41 | 1208089.41 | 1208089.41 | 1208089.41 | 1208089.41 | 1208089.41 | 1208089.41
|  | Storage Losses (MMBtu) |  | 3624.2682 | 3624.2682 | 3624.2682 | 3624.2682 | 3624.2682 | 3624.2682 | 3624.2682 | 3624.2682 | 3624.2682 | 3624.2682 | 3624.2682 | 3624.2682 | 3624.2682 | 3624.2682 | 3624.2682 | 3624.2682 | 3624.2682 | 3624.2682 | 3624.2682 | 3624.2682
Gen
|  | Heat Rate | 2025 1: 5687
|  | Capacity | 2025 1: 25
|  | Capital Cost | 2025 1: 158.8237
|  | AFUDC | 2025 1: 9.3055
|  | Sales tax | 2025 1: 9.5294
|  | Total Capital | 2025 1: 177.6586
Fixed Costs
|  | Fixed O&M | 5618770.8622 | 4739161.3637 | 4845002.6341 | 4953207.6929 | 5062178.2622 | 5173546.184 | 5287364.2 | 5403686.2124 | 5522567.3091 | 5644063.7899 | 5768233.1932 | 5895134.3235 | 6024827.2786 | 6157373.4787 | 6292835.6953 | 6431278.0806 | 6572766.1983 | 6717367.0547 | 6865149.1299 | 7016182.4108 | 7170538.4238
|  | Capital Recovery & Taxes | 19738465.4209 | 24989653.0742 | 24281001.5946 | 23522358.822 | 22781489.5931 | 22057062.1726 | 21347864.3401 | 20652752.169 | 19970667.1006 | 19295906.5761 | 18622204.6104 | 17948502.6447 | 17274800.679 | 16601098.7134 | 15927396.7477 | 15253694.782 | 14579992.8163 | 13906290.8507 | 13232588.885 | 12558886.9193 | 11885184.9536
|  | Misc Charges | 163809.6457 | 138165.5104 | 141251.2068 | 144405.8171 | 147582.7451 | 150829.5654 | 154147.8159 | 157539.0678 | 161004.9273 | 164547.0357 | 168167.0705 | 171866.7461 | 175647.8145 | 179512.0664 | 183461.3319 | 187497.4812 | 191622.4257 | 195838.1191 | 200146.5577 | 204549.782 | 209049.8772
|  | Total Fixed Cost | 25521045.9289 | 29866979.9483 | 29267255.4355 | 28619972.332 | 27991250.6003 | 27381437.922 | 26789376.356 | 26213977.4492 | 25654239.337 | 25104517.4017 | 24558604.8742 | 24015503.7143 | 23475275.7721 | 22937984.2585 | 22403693.7748 | 21872470.3437 | 21344381.4404 | 20819496.0245 | 20297884.5726 | 19779619.1121 | 19264773.2546
Variable Costs
|  | Variable O&M | 0 | 0 | 0 | 0 | 0 | 0 | 0 | 0 | 0 | 0 | 0 | 0 | 0 | 0 | 0 | 0 | 0 | 0 | 0 | 0 | 0
|  | Fuel Cost | 28684091.186 | 42780729.2684 | 40503420.2383 | 38136079.2127 | 35672749.3058 | 33106524.0176 | 30434551.9336 | 27636039.1217 | 24686767.9139 | 24161284.0494 | 23600730.4992 | 23003818.5314 | 22369219.6834 | 21695564.6379 | 20981442.068 | 20225397.4518 | 19425931.8546 | 18581500.6787 | 17690512.38 | 16751327.1499 | 15762255.5616
|  | Storage Losses | 86052.2736 | 128342.1878 | 121510.2607 | 114408.2376 | 107018.2479 | 99319.5721 | 91303.6558 | 82908.1174 | 74060.3037 | 72483.8521 | 70802.1915 | 69011.4556 | 67107.6591 | 65086.6939 | 62944.3262 | 60676.1924 | 58277.7956 | 55744.502 | 53071.5371 | 50253.9814 | 47286.7667
|  | Misc Charges | 838764.7624 | 1250971.0692 | 1184379.2238 | 1115154.7111 | 1043123.3433 | 968083.164 | 889950.7939 | 808118.1878 | 721877.1859 | 706511.2694 | 690119.8641 | 672665.2854 | 654108.6873 | 634410.0289 | 613528.0409 | 591420.191 | 568042.6481 | 543350.246 | 517296.4455 | 489833.2963 | 460911.397
|  | Total Variable Cost | 29608908.2219 | 44160042.5254 | 41809309.7227 | 39365642.1615 | 36822890.897 | 34173926.7536 | 31415806.3833 | 28527065.4269 | 25482705.4035 | 24940279.171 | 24361652.5548 | 23745495.2724 | 23090436.0297 | 22395061.3607 | 21657914.4352 | 20877493.8352 | 20052252.2983 | 19180595.4267 | 18260880.3627 | 17291414.4276 | 16270453.7253
|  | Total Cost | 55129954.1508 | 74027022.4737 | 71076565.1582 | 67985614.4935 | 64814141.4973 | 61555364.6757 | 58205182.7392 | 54741042.8761 | 51136944.7405 | 50044796.5727 | 48920257.429 | 47760998.9867 | 46565711.8019 | 45333045.6192 | 44061608.21 | 42749964.179 | 41396633.7387 | 40000091.4512 | 38558764.9353 | 37071033.5397 | 35535226.98
|  | $/MWh | 0: 259.5206
|  | Fixed Cost $/kW-yr | 0: 1020.8418
|  | Variable Cost $/MWh | 0: 139.382
7F.04 CT Frame Greenfield + amonia + storage | bar: 0 to 2026 2
|  | MWh |  | 628792.8 | 628792.8 | 628792.8 | 628792.8 | 628792.8 | 628792.8 | 628792.8 | 628792.8 | 628792.8 | 628792.8 | 628792.8 | 628792.8 | 628792.8 | 628792.8 | 628792.8 | 628792.8 | 628792.8 | 628792.8 | 628792.8 | 628792.8
|  | Fuel (Dth) |  | 6313079.712 | 6313079.712 | 6313079.712 | 6313079.712 | 6313079.712 | 6313079.712 | 6313079.712 | 6313079.712 | 6313079.712 | 6313079.712 | 6313079.712 | 6313079.712 | 6313079.712 | 6313079.712 | 6313079.712 | 6313079.712 | 6313079.712 | 6313079.712 | 6313079.712 | 6313079.712
|  | GHG Metric Tons |  | 777053.981 | 777053.981 | 777053.981 | 777053.981 | 777053.981 | 777053.981 | 777053.981 | 777053.981 | 777053.981 | 777053.981 | 777053.981 | 777053.981 | 777053.981 | 777053.981 | 777053.981 | 777053.981 | 777053.981 | 777053.981 | 777053.981 | 777053.981
Gen
|  | Heat Rate | 2025 1: 10040
|  | Capacity | 2025 1: 74
|  | Capital Cost | 2025 1: 68.3257
|  | AFUDC | 2025 1: 4.0032
|  | Sales tax | 2025 1: 4.0995
|  | Total Capital | 2025 1: 76.4285
Fixed Costs
|  | Fixed O&M | 1420740.4512 | 1198325.8295 | 1225088.4397 | 1252448.7481 | 1280002.6206 | 1308162.6783 | 1336942.2572 | 1366354.9868 | 1396414.7965 | 1427135.9221 | 1458532.9124 | 1490620.6364 | 1523414.2904 | 1556929.4048 | 1591181.8517 | 1626187.8525 | 1661963.9852 | 1698527.1929 | 1735894.7911 | 1774084.4765 | 1813114.335
|  | Capital Recovery & Taxes | 8491460.5171 | 10750514.1808 | 10445653.2947 | 10119286.2234 | 9800565.3061 | 9488917.632 | 9183821.7056 | 8884785.4112 | 8591353.3584 | 8301072.3143 | 8011246.6607 | 7721421.0071 | 7431595.3535 | 7141769.6999 | 6851944.0462 | 6562118.3926 | 6272292.739 | 5982467.0854 | 5692641.4318 | 5402815.7782 | 5112990.1246
|  | Misc Charges | 41420.2671 | 34935.9912 | 35716.2284 | 36513.8908 | 37317.1964 | 38138.1747 | 38977.2146 | 39834.7133 | 40711.077 | 41606.7207 | 42522.0685 | 43457.554 | 44413.6202 | 45390.7199 | 46389.3157 | 47409.8807 | 48452.898 | 49518.8618 | 50608.2767 | 51721.6588 | 52859.5353
|  | Total Fixed Cost | 9953621.2354 | 11983776.0015 | 11706457.9627 | 11408248.8624 | 11117885.1231 | 10835218.485 | 10559741.1773 | 10290975.1114 | 10028479.2319 | 9769814.957 | 9512301.6416 | 9255499.1975 | 8999423.2641 | 8744089.8245 | 8489515.2137 | 8235716.1257 | 7982709.6223 | 7730513.1401 | 7479144.4997 | 7228621.9136 | 6978963.9949
Variable Costs
|  | Variable O&M | 2414463.1524 | 2036482.8476 | 2081964.2979 | 2128461.5005 | 2175287.6536 | 2223143.9819 | 2272053.1495 | 2322038.3188 | 2373123.1618 | 2425331.8714 | 2478689.1726 | 2533220.3344 | 2588951.1817 | 2645908.1077 | 2704118.0861 | 2763608.684 | 2824408.075 | 2886545.0527 | 2950049.0438 | 3014950.1228 | 3081279.0255
|  | Fuel Cost | 155087359.3683 | 229646764.0319 | 217496517.2371 | 204898246.18 | 191822026.7602 | 178233063.2966 | 164118015.4624 | 149369398.4717 | 133862205.0062 | 131088818.3159 | 128140232.6597 | 125010319.6634 | 121692770.9759 | 118181093.4163 | 114468603.9963 | 110548424.8157 | 106413477.826 | 102056479.4622 | 97469935.1352 | 92646133.5854 | 87577141.0913
|  | Misc Charges | 4591808.1338 | 6754493.3795 | 6401591.0507 | 6035656.6357 | 5655797.7044 | 5261020.267 | 4850936.0603 | 4422412.1482 | 3971804.7574 | 3892471.5346 | 3808064.0471 | 3718404.3651 | 3623309.3278 | 3522590.4024 | 3416053.5396 | 3303499.0246 | 3184721.3256 | 3059508.9367 | 2927644.2188 | 2788903.2344 | 2643055.5801
|  | Total Variable Cost | 162093630.6544 | 238437740.2591 | 225980072.5857 | 213062364.3162 | 199653112.1182 | 185717227.5455 | 171241004.6722 | 156113848.9387 | 140207132.9254 | 137406621.7219 | 134426985.8794 | 131261944.3628 | 127905031.4854 | 124349591.9264 | 120588775.622 | 116615532.5243 | 112422607.2266 | 108002533.4516 | 103347628.3978 | 98449986.9427 | 93301475.6969
|  | Total Cost | 172047251.8898 | 250421516.2606 | 237686530.5484 | 224470613.1786 | 210770997.2413 | 196552446.0305 | 181800745.8495 | 166404824.05 | 150235612.1574 | 147176436.6789 | 143939287.5209 | 140517443.5604 | 136904454.7495 | 133093681.7509 | 129078290.8357 | 124851248.65 | 120405316.8489 | 115733046.5917 | 110826772.8975 | 105678608.8562 | 100280439.6918
|  | $/MWh | 0: 273.6152
|  | Fixed Cost $/kW-yr | 0: 134.5084
|  | Variable Cost $/MWh | 0: 257.7854

## IRP Tables
| Table 6.3 | Forecasted Solar & Wind Capital Cost ($/kW)
| Year | Utility Scale Solar | NW Wind | Montana Wind | Off-Shore Wind |  | 2020 | 2021 | 2022 | 2023 | 2024 | 2025 | 2026 | 2027 | 2028 | 2029 | 2030 | 2031 | 2032 | 2033 | 2034 | 2035 | 2036 | 2037 | 2038 | 2039 | 2040 | 2041 | 2042 | 2043 | 2044 | 2045
| 2025 | 1200.7718 | 1459.9005 | 1648.8244 | 5535.1227 | NW Wind On System (Share) | 1492.0683 | 1475.8107 | 1524.5271 | 1513.6532 | 1488.6335 |  | 1429.1415 | 1396.2805 | 1360.7951 | 1323.0724 |  | 1298.1455 | 1313.3036 | 1328.5004 | 1343.7303 |  | 1374.2651 | 1389.5574 | 1404.8575 | 1420.1582 |  | 1450.7318 | 1465.989 | 1481.2153 | 1496.402
| 2030 | 1025.5444 | 1283.0314 | 1493.8091 | 5696.5913 | NW Wind Off System | 1614.9531 | 1603.074 | 1662.3423 | 1657.2846 | 1637.1222 | 1613.2171 | 1587.4277 | 1559.6817 | 1529.4058 | 1497.0428 | 1462.5157 | 1481.8983 | 1501.4258 | 1521.0954 | 1540.9037 | 1560.8473 | 1580.9227 | 1601.1259 | 1621.453 | 1641.8994 | 1662.4608 | 1683.1321 | 1703.9084 | 1724.7841 | 1745.7538 | 1766.8112
| 2035 | 1092.4837 | 1358.9872 | 1593.9933 | 6021.3956 | Wind Montana | 1651.345 | 1639.0693 | 1699.5259 | 1694.203 | 1673.4303 |  | 1622.2848 | 1593.7373 | 1562.5959 | 1529.3129 |  | 1513.5603 | 1533.4576 | 1553.4978 | 1573.6776 |  | 1614.4414 | 1635.0176 | 1655.7178 | 1676.5374 |  | 1718.5158 | 1739.6642 | 1760.9113 | 1782.2514
| 2040 | 1161.2616 | 1435.4522 | 1697.4718 | 6446.5094 | Off Shore Wind (Share) | 5808.7567 | 5455.3591 | 5581.7384 | 5564.1317 | 5540.4749 |  | 5547.1593 | 5572.2312 | 5605.742 | 5647.6321 |  | 5751.671 | 5812.1667 | 5877.5447 | 5947.3943 |  | 6099.2974 | 6180.9012 | 6266.0497 | 6354.6184 |  | 6541.6462 | 6639.9702 | 6741.4377 | 6846.0175
| 2045 | 1231.4162 | 1511.54 | 1803.6781 | 6953.6892
| Table 6.4 | Forecasted Solar & Wind O&M ($/kW-yr)
| Year | Utility Scale Solar | NW Wind | Montana Wind | Off-Shore Wind
| 2025 | 21.5466 | 48.6019 | 48.6019 | 97.01 | NW Wind On System (Share) | 43 | 43.6599 | 46.3545 | 47.3658 | 48.0101 |  | 49.1963 | 49.7929 | 50.3752 | 50.9591 |  | 52.2831 | 53.0295 | 53.7835 | 54.545 |  | 56.0904 | 56.8742 | 57.6653 | 58.4638 |  | 60.0822 | 60.9021 | 61.7289 | 62.5627
| 2030 | 20.1434 | 51.5442 | 51.5442 | 99.403 | NW Wind Off System | 41.9512 | 42.595 | 45.2239 | 46.2105 | 46.8391 | 47.4165 | 47.9964 | 48.5784 | 49.1466 | 49.7162 | 50.287 | 51.0079 | 51.7361 | 52.4717 | 53.2147 | 53.9649 | 54.7223 | 55.487 | 56.2589 | 57.0378 | 57.8238 | 58.6168 | 59.4166 | 60.2233 | 61.0368 | 61.8568
| 2035 | 21.7196 | 55.314 | 55.314 | 104.2314 | Wind Montana | 43 | 43.6599 | 46.3545 | 47.3658 | 48.0101 |  | 49.1963 | 49.7929 | 50.3752 | 50.9591 |  | 52.2831 | 53.0295 | 53.7835 | 54.545 |  | 56.0904 | 56.8742 | 57.6653 | 58.4638 |  | 60.0822 | 60.9021 | 61.7289 | 62.5627
| 2040 | 23.4021 | 59.2694 | 59.2694 | 110.6716 | Off Shore Wind (Share) | 95.2642 | 93.5939 | 96.9555 | 97.191 | 97.0196 |  | 97.2139 | 97.5902 | 98.0779 | 98.6874 |  | 100.2127 | 101.107 | 102.0786 | 103.1216 |  | 105.4042 | 106.6369 | 107.927 | 109.2724 |  | 112.1232 | 113.626 | 115.1794 | 116.7827
| 2045 | 25.1947 | 63.4033 | 63.4033 | 118.4353 | Solar Photovoltaic w/Single Axis Tracking (100 MW AC) | 22.6237 | 21.0707 | 21.9211 | 21.9394 | 21.7646 |  | 21.31 | 21.0542 | 20.7715 | 20.4682 |  | 20.4503 | 20.7614 | 21.0766 | 21.396 |  | 22.0475 | 22.3797 | 22.7161 | 23.0569 |  | 23.7517 | 24.1058 | 24.4643 | 24.8272
| Table 6.5 | Levelized Solar & Wind Prices ($/MWh)
| Year | Utility Scale Solar | NW Wind | Montana Wind | Off-Shore Wind
| 2025 | 33.5064 | 42.3512 | 32.6895 | 124.4199 | NW Wind On System (Share) |  |  |  | 44.809 | 43.6457 |  | 40.9813 | 38.4554 | 35.8816 | 33.2749 |  | 30.6774 | 30.1828 | 42.0629 | 48.076 |  | 60.7678 | 60.675 | 60.5186 | 60.2937 |  | 59.616 | 59.1512 | 58.5936 | 57.9362
| 2030 | 20.1686 | 30.6351 | 23.0715 | 120.87 | NW Wind Off System |  |  |  | 49.2304 | 48.2259 | 47.0892 | 45.8817 | 43.4413 | 40.952 | 38.4304 | 35.8764 | 36.0426 | 35.6876 | 47.7113 | 53.8723 | 66.7502 | 66.8729 | 66.9416 | 66.9516 | 66.898 | 66.7758 | 66.5792 | 66.3023 | 65.9387 | 65.4813 | 64.9229
| 2035 | 43.8113 | 60.8018 | 53.588 | 151.6873 | Wind Montana |  |  |  | 34.6375 | 33.7174 |  | 31.6022 | 29.5222 | 27.4005 | 25.2504 |  | 23.0776 | 22.6614 | 34.6313 | 40.7467 |  | 53.6838 | 53.7359 | 53.7407 | 53.6944 |  | 53.431 | 53.2046 | 52.9084 | 52.5366
| 2040 | 44.298 | 59.9947 | 53.5926 | 155.0265 | Off Shore Wind (Share) |  |  |  | 128.2748 | 126.0967 |  | 123.1952 | 122.3051 | 121.6332 | 121.1672 |  | 121.3054 | 121.1867 | 132.8439 | 139.059 |  | 152.3537 | 153.031 | 153.7089 | 154.3773 |  | 155.6466 | 156.2281 | 156.7609 | 157.2349
| 2045 | 43.8861 | 57.1712 | 52.0834 | 157.6394 | Solar Photovoltaic w/Single Axis Tracking (100 MW AC) |  |  |  | 38 | 35.8015 | 33.5064 | 31.173 | 28.4596 | 25.7132 | 22.9492 | 20.1686 | 20.1011 | 19.7785 | 31.1306 | 36.9818 | 43.8113 | 43.9649 | 44.0927 | 44.1924 | 44.2616 | 44.298 | 44.2988 | 44.2612 | 44.1821 | 44.0582 | 43.8861
Table 6.6
| Year | 100 MW/ | 100 MW/ | 50 MW/
|  | 400 MWh | 200 MWh | 200 MWh
| 2025 | 11.7599 | 7.1768 | 4.0742 |  | 100 MW/400 MWh Lithium-ion w/Solar |  |  |  | 148.9598 | 144.1008 |  | 139.3405 | 137.922 | 135.9349 | 134.8011 |  | 134.7573 | 135.348 | 141.4484 | 147.5857 |  | 163.0088 | 163.4876 | 163.8842 | 164.1928 |  | 164.5218 | 164.529 | 164.4219 | 164.1929
| 2030 | 11.1332 | 7.081 | 4.0334 |  | 100 MW/200 MWh Lithium-ion w/Solar |  |  |  | 89.2491 | 87.6389 |  | 85.8611 | 85.6757 | 84.9748 | 85.1673 |  | 85.7051 | 86.1087 | 90.0853 | 94.0899 |  | 104.1522 | 104.5051 | 104.8102 | 105.0642 |  | 105.4151 | 105.4998 | 105.5188 | 105.4676
| 2035 | 13.5378 | 8.6462 | 4.774 |  | 50 MW/200 MWh Lithium-ion w/Solar |  |  |  | 50.5028 | 49.6632 |  | 48.7668 | 48.6853 | 48.35 | 48.4725 |  | 48.7979 | 48.8856 | 50.7473 | 52.6097 |  | 57.3179 | 57.3091 | 57.2595 | 57.1661 |  | 56.8406 | 56.5999 | 56.3025 | 55.9449
| 2040 | 13.7006 | 8.7724 | 4.7523
| 2045 | 13.6528 | 8.7785 | 4.6269
| Table 6.7 | Pumped Hydro Options Cost ($/kW-month)
| Year | 8.5 hours | 16 hours | 24 hours |  |  | 2020: 4hr Lithium-Ion; 2021: 8hr Lithium-Ion; 2022: 16hr Lithium-Ion; 2023: 4 hr Vanadium Flow Battery; 2024: 4 hr Zinc Bromide Flow Battery; 2025: 100hr Iron Oxide; 2026: Liquid Air; 2027: Pumped Hydro (8.5 hr/ 400 MW share); 2028: Pumped Hydro (16 hr/ 100 MW); 2029: Pumped Hyrdo (24 hr/ 100 MW)
| 2025 | 45.664 | 39.8907 | 36.0304 |  | 2023 | 2020: 12.3892; 2021: 22.2455; 2022: 41.9581; 2023: 16.1561; 2024: 17.463; 2025: 20.684; 2026: 14.3965; 2027: 43.6432; 2028: 38.1257; 2029: 34.4366
| 2030 | 50.9448 | 44.5037 | 40.1968 |  | 2024 | 2020: 11.8886; 2021: 21.0896; 2022: 39.4915; 2023: 15.9459; 2024: 17.2531; 2025: 20.8075; 2026: 14.7316; 2027: 44.667; 2028: 39.0198; 2029: 35.2439
| 2035 | 56.8008 | 49.6192 | 44.8174 |  | 2025
| 2040 | 63.3299 | 55.3229 | 49.969 |  | 2026 | 2020: 11.3773; 2021: 19.9587; 2022: 37.1216; 2023: 15.8948; 2024: 17.2218; 2025: 21.0176; 2026: 15.3954; 2027: 46.6832; 2028: 40.781; 2029: 36.8345
| 2045 | 70.6095 | 61.6821 | 55.7129 |  | 2027 | 2020: 11.2179; 2021: 19.5411; 2022: 36.1875; 2023: 15.915; 2024: 17.2546; 2025: 21.125; 2026: 15.7384; 2027: 47.7251; 2028: 41.6911; 2029: 37.6564
[6 empty] | 2028 | 2020: 11.0043; 2021: 19.0594; 2022: 35.1696; 2023: 15.9467; 2024: 17.2997; 2025: 21.2283; 2026: 16.0847; 2027: 48.7751; 2028: 42.6083; 2029: 38.4849
| Table 6.8 | Lithium-ion Levelized Cost ($/kW-month) |  |  |  | 2029 | 2020: 10.8759; 2021: 18.6557; 2022: 34.2151; 2023: 16.0017; 2024: 17.3695; 2025: 21.3333; 2026: 16.4385; 2027: 49.8481; 2028: 43.5456; 2029: 39.3315
| Year | Utility Scale 4 hour | Utility Scale 8 hour | Utility Scale 16 hour |  | 2030
| 2025 | 11.5733 | 20.4692 | 38.2612 |  | 2031 | 2020: 10.8419; 2021: 18.4781; 2022: 33.7505; 2023: 16.1059; 2024: 17.504; 2025: 21.5485; 2026: 17.1698; 2027: 52.0656; 2028: 45.4827; 2029: 41.0812
| 2030 | 10.7425 | 18.3098 | 33.4445 |  | 2032 | 2020: 10.9361; 2021: 18.509; 2022: 33.807; 2023: 16.1753; 2024: 17.5897; 2025: 21.6588; 2026: 17.5475; 2027: 53.211; 2028: 46.4834; 2029: 41.985
| 2035 | 14.8153 | 24.6745 | 45.0682 |  | 2033 | 2020: 14.5711; 2021: 24.5653; 2022: 44.8689; 2023: 19.7169; 2024: 21.3231; 2025: 29.4215; 2026: 24.2195; 2027: 54.3817; 2028: 47.506; 2029: 42.9086
| 2040 | 15.0485 | 24.6885 | 45.0938 |  | 2034 | 2020: 14.694; 2021: 24.6264; 2022: 44.9804; 2023: 19.7964; 2024: 21.4201; 2025: 29.5476; 2026: 24.7523; 2027: 55.5781; 2028: 48.5511; 2029: 43.8526
| 2045 | 14.987 | 24.2282 | 44.2527 |  | 2035
[6 empty] | 2036 | 2020: 14.9348; 2021: 24.7087; 2022: 45.1307; 2023: 20.067; 2024: 21.7322; 2025: 29.8055; 2026: 25.8534; 2027: 58.0504; 2028: 50.7109; 2029: 45.8034
| Table 6.9 | Flow Battery Levelized Cost ($/kW-Month) |  |  |  | 2037 | 2020: 14.9747; 2021: 24.7282; 2022: 45.1663; 2023: 20.2412; 2024: 21.9295; 2025: 29.9375; 2026: 26.4222; 2027: 59.3275; 2028: 51.8265; 2029: 46.811
| Year | Vanadium | Zinc Bromide | 100hr Iron Oxide | Liquid Air | 2038 | 2020: 15.0073; 2021: 24.732; 2022: 45.1733; 2023: 20.4457; 2024: 22.1591; 2025: 30.0716; 2026: 27.0034; 2027: 60.6327; 2028: 52.9667; 2029: 47.8409
| 2025 | 15.9133 | 17.2299 | 20.9117 | 15.0599 | 2039 | 2020: 15.032; 2021: 24.7192; 2022: 45.1497; 2023: 20.6501; 2024: 22.3887; 2025: 30.2079; 2026: 27.5975; 2027: 61.9666; 2028: 54.132; 2029: 48.8934
| 2030 | 16.049 | 17.4316 | 21.44 | 16.8002 | 2040
| 2035 | 19.9178 | 21.5614 | 29.6755 | 25.2969 | 2041 | 2020: 15.0561; 2021: 24.6391; 2022: 45.0034; 2023: 21.0586; 2024: 22.8489; 2025: 30.4869; 2026: 28.8252; 2027: 64.7232; 2028: 56.54; 2029: 51.0683
| 2040 | 20.8543 | 22.6186 | 30.3463 | 28.2047 | 2042 | 2020: 15.0543; 2021: 24.5696; 2022: 44.8764; 2023: 21.2629; 2024: 23.0795; 2025: 30.6298; 2026: 29.4593; 2027: 66.1471; 2028: 57.7838; 2029: 52.1919
| 2045 | 21.8778 | 23.7756 | 31.0727 | 31.4467 | 2043 | 2020: 15.0426; 2021: 24.4788; 2022: 44.7106; 2023: 21.4675; 2024: 23.3108; 2025: 30.7751; 2026: 30.1074; 2027: 67.6023; 2028: 59.0551; 2029: 53.3401
[6 empty] | 2044 | 2020: 15.0204; 2021: 24.3655; 2022: 44.5035; 2023: 21.6724; 2024: 23.5428; 2025: 30.9227; 2026: 30.7698; 2027: 69.0895; 2028: 60.3543; 2029: 54.5136
| table 6.10 | Hydrogen Fuel Cell Levelized Cost ($/MWh) |  |  |  | 2045
| Year | Fuel Cell
(40-hour Storage) Washington
| 2025 | 1041.311 |  |  |  | Hydrogen Fuel Cell with 40 hrs Storage (Washington) |  |  |  | 995.5028 | 1018.6216 |  | 1064.5007 | 1088.2014 | 1112.1419 | 1136.609 |  | 1187.1699 | 1213.2877 | 1239.98 | 1267.2595 |  | 1323.6323 | 1352.7522 | 1382.5128 | 1412.9281 |  | 1475.7807 | 1508.2479 | 1541.4294 | 1575.3408
| 2030 | 1161.6144
| 2035 | 1295.1393
| 2040 | 1444.0125
| 2045 | 1609.9983
Table 6.10: Hydrogen Based Resource Options Cost (WASHINGTON)
|  | Hydrogen Fuel Cell |  | Ammonia Turbine
| Year | Fixed Cost ($/kW-month) | Fuel & Variable Cost ($/MWh) | Fixed Cost ($/kW-month) | Fuel & Variable Cost ($/MWh)
| 2025 | 86.7759 | 139.382 | 11.4569 | 257.7854
| 2030 | 96.8012 | 105.603 | 12.7812 | 198.4724
| 2035 | 107.9283 | 90.772 | 14.2503 | 173.2338
| 2040 | 120.3344 | 83.3542 | 15.8884 | 161.4882
| 2045 | 134.1665 | 84.7629 | 17.7147 | 165.6293
Table 6.10: Hydrogen Based Resource Options Cost (IDAHO)
|  | Hydrogen Fuel Cell |  | Ammonia Turbine
| Year | Fixed Cost ($/kW-month) | Fuel & Variable Cost ($/MWh) | Fixed Cost ($/kW-month) | Fuel & Variable Cost ($/MWh)
| 2025 | 85.0702 | 139.382 | 11.209 | 257.7854
| 2030 | 94.8981 | 105.603 | 12.5046 | 198.4724
| 2035 | 105.8064 | 90.772 | 13.9419 | 173.2338
| 2040 | 117.9686 | 83.3542 | 15.5445 | 161.4882
| 2045 | 131.5289 | 84.7629 | 17.3313 | 165.6293
Table 5.6: DER Generation & Storage Options Size and Cost
Project Name | Increment Size (kW) | 2024$ /MWh | 2035$ /MWh | 2024$ / kW-Month | 2035$ / kW-month
Existing res. building solar | 6 (17 sites) | 159.8673 | 350.8015 | - | -
Existing res. building solar with storage | 6 (17 sites) | 159.8673 | 350.8015 | 22.9143 | 40.2811
New res. building solar | 6 (17 sites) | 147.9342 | 322.9533 | - | -
New res. building solar with storage | 6 (17 sites) | 147.9342 | 322.9533 | 21.6144 | 37.7199
Com. building solar | 200 | 124.3225 | 185.9655 | - | -
Com. building solar with storage | 200 | 124.3225 | 185.9655 | 26.4875 | 39.0622
Utility owned solar array | 100 | 62.7223 | 65.2887 | - | -
Utility owned solar array with storage | 100 | 62.7223 | 65.2887 | 14.2049 | 16.352
Stand-alone energy storage (4hr) | 500 | - | - | 15.5473 | 18.9198
Stand-alone energy storage (8hr) | 500 | - | - | 27.578 | 32.2454
Low-income Community Solar Program | 100 | ?? | n/a | - | -

## Levelized Cost Summary
|  |  | PPA Price/ Implied Energy Payment $/MWh | [22 empty] | PPA Price/ Implied Capacity Payment $/kW-Yr
Long Description | Type | Size | 2023 | 2024 | 2025 | 2026 | 2027 | 2028 | 2029 | 2030 | 2031 | 2032 | 2033 | 2034 | 2035 | 2036 | 2037 | 2038 | 2039 | 2040 | 2041 | 2042 | 2043 | 2044 | 2045 | 2023 | 2024 | 2025 | 2026 | 2027 | 2028 | 2029 | 2030 | 2031 | 2032 | 2033 | 2034 | 2035 | 2036 | 2037 | 2038 | 2039 | 2040 | 2041 | 2042 | 2043 | 2044 | 2045
7F.04 CT Frame Greenfield (Washington) | [25 empty] | 104.268 | 106.7122 | 109.0937 | 111.5282 | 114.0169 | 116.5253 | 119.0888 | 121.7088 | 124.3864 | 127.1229 | 129.9196 | 132.7778 | 135.6989 | 138.6843 | 141.7354 | 144.8535 | 148.0403 | 151.2972 | 154.6257 | 158.0275 | 161.5041 | 165.0572 | 168.6885
7F.04 CT Frame Greenfield (Idaho) | [25 empty] | 101.7933 | 104.1792 | 106.5042 | 108.8809 | 111.3104 | 113.7593 | 116.262 | 118.8197 | 121.4338 | 124.1053 | 126.8356 | 129.626 | 132.4778 | 135.3923 | 138.3709 | 141.4151 | 144.5262 | 147.7058 | 150.9553 | 154.2763 | 157.6704 | 161.1392 | 164.6842
Reciprocating Engine (ICE) Machine (Washington) | [25 empty] | 156.1659 | 159.8309 | 163.3987 | 167.0461 | 170.7747 | 174.5317 | 178.3714 | 182.2956 | 186.3061 | 190.4048 | 194.5938 | 198.8748 | 203.2501 | 207.7216 | 212.2914 | 216.9619 | 221.735 | 226.6132 | 231.5987 | 236.6938 | 241.9011 | 247.2229 | 252.6618
Reciprocating Engine (ICE) Machine (Idaho) | [25 empty] | 152.3785 | 155.9544 | 159.4357 | 162.9946 | 166.6327 | 170.2986 | 174.0452 | 177.8742 | 181.7874 | 185.7867 | 189.874 | 194.0513 | 198.3204 | 202.6835 | 207.1425 | 211.6996 | 216.357 | 221.1169 | 225.9814 | 230.953 | 236.034 | 241.2268 | 246.5337
NG CCCT (1x1 w/DF) (Washington) | [25 empty] | 187.1099 | 191.4611 | 195.727 | 200.0871 | 204.5434 | 209.0434 | 213.6423 | 218.3424 | 223.146 | 228.0552 | 233.0724 | 238.2 | 243.4404 | 248.7961 | 254.2696 | 259.8635 | 265.5805 | 271.4233 | 277.3946 | 283.4973 | 289.7342 | 296.1084 | 302.6228
NG CCCT (1x1 w/DF) (Idaho) | [25 empty] | 183.3233 | 187.5854 | 191.7647 | 196.0363 | 200.4022 | 204.811 | 209.3169 | 213.9218 | 218.6281 | 223.4379 | 228.3536 | 233.3773 | 238.5116 | 243.7589 | 249.1216 | 254.6023 | 260.2035 | 265.928 | 271.7784 | 277.7575 | 283.8682 | 290.1133 | 296.4958
Small Modular Reactor (share) |  |  | 123.4236 | 125.6401 | 127.7669 | 129.9258 | 132.1181 | 134.3063 | 136.5279 | 138.7821 | 141.0691 | 143.0191 | 152.1807 | 157.9668 | 167.6791 | 170.0151 | 172.3449 | 174.6666 | 176.9751 | 179.2663 | 181.5355 | 183.7781 | 185.9888 | 188.1619 | 190.2913
NW Wind On System (Share) |  |  | 44.809 | 43.6457 | 42.3512 | 40.9813 | 38.4554 | 35.8816 | 33.2749 | 30.6351 | 30.6774 | 30.1828 | 42.0629 | 48.076 | 60.8018 | 60.7678 | 60.675 | 60.5186 | 60.2937 | 59.9947 | 59.616 | 59.1512 | 58.5936 | 57.9362 | 57.1712
NW Wind Off System |  |  | 49.2304 | 48.2259 | 47.0892 | 45.8817 | 43.4413 | 40.952 | 38.4304 | 35.8764 | 36.0426 | 35.6876 | 47.7113 | 53.8723 | 66.7502 | 66.8729 | 66.9416 | 66.9516 | 66.898 | 66.7758 | 66.5792 | 66.3023 | 65.9387 | 65.4813 | 64.9229
Wind Montana |  |  | 34.6375 | 33.7174 | 32.6895 | 31.6022 | 29.5222 | 27.4005 | 25.2504 | 23.0715 | 23.0776 | 22.6614 | 34.6313 | 40.7467 | 53.588 | 53.6838 | 53.7359 | 53.7407 | 53.6944 | 53.5926 | 53.431 | 53.2046 | 52.9084 | 52.5366 | 52.0834
Off Shore Wind (Share) |  |  | 128.2748 | 126.0967 | 124.4199 | 123.1952 | 122.3051 | 121.6332 | 121.1672 | 120.87 | 121.3054 | 121.1867 | 132.8439 | 139.059 | 151.6873 | 152.3537 | 153.031 | 153.7089 | 154.3773 | 155.0265 | 155.6466 | 156.2281 | 156.7609 | 157.2349 | 157.6394
New Residential Solar |  |  | 145.6016 | 147.9342 | 150.2333 | 152.6634 | 155.2361 | 157.917 | 160.7654 | 163.796 | 167.0632 | 170.0261 | 187.5019 | 205.6111 | 322.9533 | 329.028 | 335.1953 | 341.4549 | 347.8063 | 354.2489 | 360.7819 | 367.404 | 374.1141 | 380.9106 | 387.7916
New Residential Solar + Storage | [25 empty] | 255.3311 | 259.3729 | 263.6464 | 268.3196 | 273.1939 | 278.2104 | 283.3956 | 288.7517 | 294.27 | 298.4408 | 316.8351 | 335.8395 | 452.6387 | 459.8489 | 467.0894 | 474.3527 | 481.6309 | 488.9151 | 496.1959 | 503.4627 | 510.7041 | 517.9074 | 525.0592
Existing Residential Solar |  |  | 157.2784 | 159.8673 | 162.4143 | 165.0973 | 167.9283 | 170.8686 | 173.9818 | 177.2827 | 180.8288 | 184.0764 | 203.142 | 222.9009 | 350.8015 | 357.4524 | 364.2078 | 371.0678 | 378.0321 | 385.1003 | 392.2718 | 399.5458 | 406.9213 | 414.397 | 421.9713
Existing Residential Solar + Storage | [25 empty] | 270.579 | 274.9711 | 279.591 | 284.6184 | 289.8548 | 295.2378 | 300.7976 | 306.5365 | 312.4461 | 317.0167 | 336.9145 | 357.4797 | 483.3733 | 491.2596 | 499.1911 | 507.1607 | 515.1606 | 523.1825 | 531.2172 | 539.2545 | 547.2832 | 555.2913 | 563.2655
Commercial Solar |  |  | 123.082 | 124.3225 | 125.4857 | 126.7057 | 127.9857 | 129.2905 | 130.6618 | 132.1034 | 134.4218 | 136.4943 | 148.2101 | 160.2987 | 185.9655 | 188.9074 | 191.881 | 194.8855 | 197.9197 | 200.9824 | 204.0722 | 207.1877 | 210.327 | 213.4883 | 216.6695
Commercial Solar + Storage | [25 empty] | 311.6639 | 317.85 | 324.1039 | 330.6825 | 337.4655 | 344.3741 | 351.4718 | 358.7615 | 366.2416 | 373.1738 | 395.1363 | 417.8582 | 468.747 | 477.7191 | 486.8263 | 496.0678 | 505.4426 | 514.9492 | 524.5857 | 534.35 | 544.2396 | 554.2514 | 564.382
Solar Photovoltaic Fixed Array (5 MW AC) |  |  | 64.4365 | 62.7223 | 60.9209 | 59.0952 | 57.2453 | 55.3569 | 53.4466 | 51.5148 | 52.0141 | 52.2041 | 55.1128 | 58.0453 | 65.2887 | 65.4838 | 65.6464 | 65.774 | 65.8637 | 65.9125 | 65.9171 | 65.8743 | 65.7803 | 65.6312 | 65.4227
Solar Photovoltaic Fixed Array (5 MW AC) + Storage | [25 empty] | 176.6525 | 170.4588 | 166.6472 | 164.3628 | 162.5112 | 159.8717 | 158.3051 | 156.6085 | 157.9846 | 159.1151 | 167.5631 | 176.1058 | 196.2245 | 197.4992 | 198.7289 | 199.9103 | 201.0403 | 202.1156 | 203.1325 | 204.0873 | 204.9763 | 205.7953 | 206.54
Solar Photovoltaic w/Single Axis Tracking (100 MW AC) |  |  | 44.1841 | 43.0375 | 41.8357 | 40.6205 | 39.1456 | 37.662 | 36.1815 | 34.7053 | 35.1009 | 35.2543 | 37.1624 | 39.0877 | 43.8113 | 43.9649 | 44.0927 | 44.1924 | 44.2616 | 44.298 | 44.2988 | 44.2612 | 44.1821 | 44.0582 | 43.8861
Southern NW Solar Photovoltaic w/ Single Axis Tracking (100 MW AC) |  |  | 46.3612 | 45.3421 | 44.2666 | 43.1798 | 41.8184 | 40.4473 | 39.0793 | 37.7154 | 38.1883 | 38.4347 | 40.6878 | 42.9733 | 48.4731 | 48.7612 | 49.0279 | 49.271 | 49.4884 | 49.6778 | 49.8369 | 49.9628 | 50.0529 | 50.1041 | 50.1131
100 MW/400 MWh Lithium-ion w/Solar | [25 empty] | 148.9598 | 144.1008 | 141.1186 | 139.3405 | 137.922 | 135.9349 | 134.8011 | 133.5988 | 134.7573 | 135.348 | 141.4484 | 147.5857 | 162.4531 | 163.0088 | 163.4876 | 163.8842 | 164.1928 | 164.4075 | 164.5218 | 164.529 | 164.4219 | 164.1929 | 163.8337
100 MW/200 MWh Lithium-ion w/Solar | [25 empty] | 89.2491 | 87.6389 | 86.122 | 85.8611 | 85.6757 | 84.9748 | 85.1673 | 84.9724 | 85.7051 | 86.1087 | 90.0853 | 94.0899 | 103.7545 | 104.1522 | 104.5051 | 104.8102 | 105.0642 | 105.2686 | 105.4151 | 105.4998 | 105.5188 | 105.4676 | 105.3417
50 MW/200 MWh Lithium-ion w/Solar | [25 empty] | 50.5028 | 49.6632 | 48.8907 | 48.7668 | 48.6853 | 48.35 | 48.4725 | 48.4008 | 48.7979 | 48.8856 | 50.7473 | 52.6097 | 57.2881 | 57.3179 | 57.3091 | 57.2595 | 57.1661 | 57.0282 | 56.8406 | 56.5999 | 56.3025 | 55.9449 | 55.5228
New Residential Solar (PTC) |  |  | 240.0612 | 244.4591 | 248.7303 | 253.1739 | 257.8025 | 262.5401 | 267.4866 | 272.6577 | 278.1404 | 283.3641 | 300.3204 | 311.9174 | 322.9533 | 329.028 | 335.1952 | 341.4548 | 347.8063 | 354.2488 | 360.7818 | 367.4039 | 374.114 | 380.9105 | 387.7915
New Residential Solar + Storage (PTC) | [25 empty] | 369.5471 | 376.2756 | 383.1599 | 390.5023 | 398.1054 | 405.8699 | 413.8636 | 422.09 | 430.5417 | 437.7105 | 444.9354 | 452.2115 | 452.6387 | 459.8491 | 467.0895 | 474.3528 | 481.631 | 488.9153 | 496.196 | 503.4628 | 510.7042 | 517.9076 | 525.0593
Existing Residential Solar (PTC) |  |  | 262.3168 | 267.2033 | 271.9468 | 276.8726 | 281.9934 | 287.2254 | 292.6766 | 298.3627 | 304.377 | 310.1434 | 327.6536 | 339.8162 | 350.8015 | 357.4523 | 364.2077 | 371.0677 | 378.032 | 385.1002 | 392.2717 | 399.5457 | 406.9212 | 414.3969 | 421.9712
Existing Residential Solar + Storage (PTC) | [25 empty] | 393.5808 | 400.8663 | 408.2979 | 416.1998 | 424.3748 | 432.7172 | 441.3016 | 450.1316 | 459.2002 | 466.9995 | 474.8687 | 482.8034 | 483.3732 | 491.2598 | 499.1913 | 507.1608 | 515.1607 | 523.1827 | 531.2173 | 539.2546 | 547.2834 | 555.2915 | 563.2657
Commercial Solar (PTC) |  |  | 162.4483 | 163.9853 | 165.3804 | 166.8373 | 168.3593 | 169.8894 | 171.4896 | 173.1637 | 176.1332 | 178.8676 | 193.283 | 202.2887 | 210.9136 | 214.3139 | 217.7548 | 221.2354 | 224.7548 | 228.312 | 231.9058 | 235.5348 | 239.1975 | 242.8923 | 246.6172
Commercial Solar + Storage (PTC) | [25 empty] | 401.5007 | 409.7999 | 418.1073 | 426.7853 | 435.7146 | 444.7847 | 454.0915 | 463.6387 | 473.4262 | 482.7165 | 492.162 | 501.7631 | 507.7246 | 517.5542 | 527.5378 | 537.675 | 547.9651 | 558.4072 | 568.9997 | 579.7412 | 590.6293 | 601.6617 | 612.8354
Solar Photovoltaic Fixed Array (5 MW AC) (PTC) |  |  | 67.1735 | 64.1363 | 60.9531 | 57.7132 | 54.4158 | 51.0386 | 47.6037 | 44.1105 | 44.1914 | 43.9501 | 55.3786 | 61.3006 | 72.2686 | 72.5257 | 72.7503 | 72.9398 | 73.0914 | 73.2021 | 73.2686 | 73.2874 | 73.255 | 73.1672 | 73.0199
Solar Photovoltaic Fixed Array (5 MW AC) + Storage (PTC) | [25 empty] | 241.1137 | 231.7628 | 225.9478 | 222.4018 | 219.4966 | 215.409 | 212.9166 | 210.2266 | 212.1245 | 213.7461 | 215.3315 | 216.8783 | 214.9159 | 216.3474 | 217.7316 | 219.0652 | 220.3449 | 221.5671 | 222.7281 | 223.824 | 224.8507 | 225.8039 | 226.6792
Solar Photovoltaic w/Single Axis Tracking (100 MW AC) (PTC) |  |  | 38 | 35.8015 | 33.5064 | 31.173 | 28.4596 | 25.7132 | 22.9492 | 20.1686 | 20.1011 | 19.7785 | 31.1306 | 36.9818 | 48.3395 | 48.5405 | 48.7156 | 48.8628 | 48.9796 | 49.0635 | 49.1119 | 49.1219 | 49.0903 | 49.0139 | 48.8892
Southern NW Solar Photovoltaic w/ Single Axis Tracking (100 MW AC) (PTC) |  |  | 41.5809 | 39.5722 | 37.4656 | 35.324 | 32.7791 | 30.2004 | 27.6046 | 24.9927 | 25.0455 | 24.8601 | 36.3213 | 42.301 | 53.6532 | 54.0042 | 54.334 | 54.6408 | 54.9223 | 55.1763 | 55.4003 | 55.5916 | 55.7474 | 55.8647 | 55.9402
100 MW/400 MWh Lithium-ion w/Solar (PTC) | [25 empty] | 197.7812 | 190.5311 | 186.0315 | 183.2981 | 181.0814 | 177.9976 | 176.1626 | 174.2079 | 175.7617 | 176.7243 | 177.6271 | 178.4658 | 176.6097 | 177.284 | 177.8798 | 178.3916 | 178.8136 | 179.1396 | 179.3631 | 179.4771 | 179.4743 | 179.347 | 179.0866
100 MW/200 MWh Lithium-ion w/Solar (PTC) | [25 empty] | 118.2547 | 115.7999 | 113.4657 | 112.9897 | 112.6229 | 111.483 | 111.6688 | 111.2776 | 112.2691 | 112.9137 | 113.5232 | 114.0952 | 112.9257 | 113.4002 | 113.8289 | 114.2087 | 114.5362 | 114.8127 | 115.0299 | 115.1839 | 115.2704 | 115.2851 | 115.2233
50 MW/200 MWh Lithium-ion w/Solar (PTC) | [25 empty] | 65.0055 | 63.7437 | 62.5626 | 62.3311 | 62.1589 | 61.6041 | 61.7233 | 61.5534 | 62.08 | 62.288 | 62.4662 | 62.6124 | 61.8736 | 61.9419 | 61.9711 | 61.9588 | 61.902 | 61.8002 | 61.648 | 61.4419 | 61.1784 | 60.8536 | 60.4636
Distribution Scale 4hr Lithium-Ion | [25 empty] | 194.4069 | 186.568 | 181.6307 | 178.5628 | 176.0688 | 172.7268 | 170.7194 | 168.6337 | 170.1933 | 170.4667 | 226.0622 | 226.6101 | 227.0375 | 227.3364 | 227.4985 | 227.5151 | 227.377 | 227.0742 | 226.5966 | 225.9331 | 225.0724 | 224.0022 | 222.7096
Distribution Scale 8hr Lithium-Ion | [25 empty] | 349.038 | 330.9357 | 321.22 | 313.226 | 306.6879 | 299.1492 | 292.8324 | 287.4247 | 290.065 | 290.5307 | 385.2833 | 386.2168 | 386.9448 | 387.4538 | 387.7297 | 387.7575 | 387.5215 | 387.0051 | 386.1905 | 385.0593 | 383.5918 | 381.7673 | 379.5638
4hr Lithium-Ion | [25 empty] | 148.6702 | 142.6631 | 138.8793 | 136.5277 | 134.6154 | 132.0521 | 130.5112 | 128.9095 | 130.1023 | 131.2338 | 174.8529 | 176.328 | 177.7835 | 179.2176 | 179.6966 | 180.0873 | 180.3843 | 180.5815 | 180.6729 | 180.6519 | 180.5116 | 180.2448 | 179.8438
8hr Lithium-Ion | [25 empty] | 266.9458 | 253.0748 | 245.6308 | 239.505 | 234.4936 | 228.7133 | 223.8679 | 219.7175 | 221.7368 | 222.1081 | 294.7836 | 295.5166 | 296.0937 | 296.5046 | 296.7386 | 296.7843 | 296.6299 | 296.2625 | 295.669 | 294.8351 | 293.746 | 292.3859 | 290.7382
16hr Lithium-Ion | [25 empty] | 503.4971 | 473.8982 | 459.134 | 445.4595 | 434.2502 | 422.0357 | 410.5812 | 401.3336 | 405.0058 | 405.6837 | 538.4266 | 539.7651 | 540.8187 | 541.5688 | 541.9958 | 542.079 | 541.7965 | 541.1251 | 540.0405 | 538.5169 | 536.5271 | 534.0424 | 531.0324
4 hr Vanadium Flow Battery | [25 empty] | 193.8734 | 191.3505 | 190.9596 | 190.737 | 190.9798 | 191.36 | 192.0199 | 192.5876 | 193.2709 | 194.103 | 236.6023 | 237.5565 | 239.0132 | 240.8036 | 242.8938 | 245.3483 | 247.8006 | 250.2517 | 252.7028 | 255.1552 | 257.6101 | 260.0691 | 262.5336
4 hr Zinc Bromide Flow Battery | [25 empty] | 209.556 | 207.0368 | 206.7593 | 206.6615 | 207.0554 | 207.5966 | 208.4346 | 209.1789 | 210.048 | 211.0767 | 255.8778 | 257.0416 | 258.7368 | 260.7862 | 263.1542 | 265.9087 | 268.6648 | 271.4235 | 274.1863 | 276.9546 | 279.7298 | 282.5136 | 285.3076
100hr Iron Oxide | [25 empty] | 248.2085 | 249.6895 | 250.9409 | 252.211 | 253.5002 | 254.7394 | 255.9991 | 257.2797 | 258.5817 | 259.9056 | 353.0585 | 354.5707 | 356.1064 | 357.6661 | 359.2503 | 360.8596 | 362.4945 | 364.1555 | 365.8432 | 367.5582 | 369.301 | 371.0722 | 372.8725
Geothermal (Off System) |  |  | 54.0321 | 54.2915 | 54.4711 | 54.6411 | 54.8015 | 54.9317 | 55.0522 | 55.163 | 56.0463 | 56.9434 | 70.2863 | 77.8379 | 92.182 | 93.8508 | 95.5502 | 97.2809 | 99.0433 | 100.8382 | 102.6661 | 104.5275 | 106.4233 | 108.3539 | 110.32
Hydrogen Fuel Cell with 40 hrs Storage (Washington) | [25 empty] | 995.5028 | 1018.6216 | 1041.311 | 1064.5007 | 1088.2014 | 1112.1419 | 1136.609 | 1161.6144 | 1187.1699 | 1213.2877 | 1239.98 | 1267.2595 | 1295.1393 | 1323.6323 | 1352.7522 | 1382.5128 | 1412.9281 | 1444.0125 | 1475.7807 | 1508.2479 | 1541.4294 | 1575.3408 | 1609.9983
Hydrogen Fuel Cell with 40 hrs Storage (Idaho) | [25 empty] | 975.9409 | 998.5996 | 1020.8418 | 1043.5744 | 1066.8078 | 1090.2775 | 1114.2636 | 1138.7774 | 1163.8306 | 1189.4348 | 1215.6024 | 1242.3456 | 1269.6772 | 1297.6101 | 1326.1576 | 1355.333 | 1385.1504 | 1415.6237 | 1446.7674 | 1478.5963 | 1511.1254 | 1544.3701 | 1578.3463
7F.04 CT Frame Greenfield + amonia + storage (Washington) | [25 empty] | 131.4191 | 134.4849 | 137.4833 | 140.5481 | 143.6808 | 146.8418 | 150.0723 | 153.3739 | 156.7481 | 160.1966 | 163.7209 | 167.3228 | 171.0039 | 174.7659 | 178.6108 | 182.5402 | 186.5561 | 190.6603 | 194.8549 | 199.1417 | 203.5228 | 208.0003 | 212.5763
7F.04 CT Frame Greenfield + amonia + storage (Idaho) | [25 empty] | 128.576 | 131.575 | 134.5084 | 137.5068 | 140.5715 | 143.6641 | 146.8247 | 150.0548 | 153.356 | 156.7299 | 160.1779 | 163.7018 | 167.3033 | 170.9839 | 174.7456 | 178.59 | 182.519 | 186.5344 | 190.6381 | 194.8322 | 199.1185 | 203.4991 | 207.9761
Liquid Air | [25 empty] | 172.7579 | 176.7792 | 180.7187 | 184.7453 | 188.8609 | 193.0158 | 197.2622 | 201.602 | 206.0372 | 210.57 | 290.6337 | 297.0276 | 303.5622 | 310.2406 | 317.0659 | 324.0413 | 331.1702 | 338.456 | 345.902 | 353.5118 | 361.2891 | 369.2375 | 377.3607
Pumped Hydro (8.5 hr/ 400 MW share) | [25 empty] | 523.7178 | 536.004 | 547.968 | 560.1986 | 572.7016 | 585.301 | 598.1776 | 611.3375 | 624.787 | 638.5323 | 652.58 | 666.9367 | 681.6093 | 696.6047 | 711.9301 | 727.5925 | 743.5996 | 759.9587 | 776.6778 | 793.7647 | 811.2276 | 829.0746 | 847.3142
Pumped Hydro (16 hr/ 100 MW) | [25 empty] | 457.509 | 468.2377 | 478.6883 | 489.3716 | 500.2928 | 511.2992 | 522.5478 | 534.0438 | 545.7928 | 557.8002 | 570.0718 | 582.6134 | 595.4309 | 608.5304 | 621.9181 | 635.6003 | 649.5835 | 663.8743 | 678.4795 | 693.4061 | 708.661 | 724.2516 | 740.1851
Pumped Hyrdo (24 hr/ 100 MW) | [25 empty] | 413.239 | 422.9263 | 432.365 | 442.0138 | 451.8773 | 461.8186 | 471.9786 | 482.3621 | 492.9741 | 503.8195 | 514.9035 | 526.2314 | 537.8085 | 549.6403 | 561.7324 | 574.0905 | 586.7205 | 599.6283 | 612.8202 | 626.3022 | 640.0809 | 654.1626 | 668.5542
Wood Biomass | [25 empty] | 647.9537 | 663.1467 | 677.9472 | 693.0771 | 708.5439 | 724.1318 | 740.0627 | 756.3441 | 772.9837 | 789.9893 | 807.3691 | 825.1312 | 843.2841 | 861.8364 | 880.7968 | 900.1743 | 919.9781 | 940.2176 | 960.9024 | 982.0423 | 1003.6472 | 1025.7275 | 1048.2935
Rathdrum CT 2055 Uprates two unit operation | [25 empty] | 111.2769 | 113.8851 | 116.4267 | 119.0248 | 121.2577 | 123.4765 | 125.7166 | 127.9766 | 123.2464 | 125.3873 | 127.5398 | 129.7016 | 131.8704 | 134.0437 | 151.2623 | 154.5901 | 157.9911 | 161.4669 | 165.0192 | 168.6496 | 172.3599 | 176.1518 | 180.0271
Rathdrum CT: Inlet Evaporation 2 unit operation | [25 empty] | 25.7961 | 26.3936 | 26.9812 | 27.5817 | 28.1189 | 28.6563 | 29.2005 | 29.7514 | 29.0409 | 29.5766 | 30.1176 | 30.6637 | 31.2144 | 31.7695 | 35.0499 | 35.821 | 36.6091 | 37.4145 | 38.2376 | 39.0788 | 39.9385 | 40.8172 | 41.7152

## PPA Summary
| Solver |  |  | PPA Rate ($/MWh)
| Result | Tab | Long Description | 2023 | 2024 | 2025 | 2026 | 2027 | 2028 | 2029 | 2030 | 2031 | 2032 | 2033 | 2034 | 2035 | 2036 | 2037 | 2038 | 2039 | 2040 | 2041 | 2042 | 2043 | 2044 | 2045
| 127.7669 | Other PPA | Small Modular Reactor (share) | 123.4236 | 125.6401 | 127.7669 | 129.9258 | 132.1181 | 134.3063 | 136.5279 | 138.7821 | 141.0691 | 143.0191 | 152.1807 | 157.9668 | 167.6791 | 170.0151 | 172.3449 | 174.6666 | 176.9751 | 179.2663 | 181.5355 | 183.7781 | 185.9888 | 188.1619 | 190.2913
| 42.3512 | Wind PPA | NW Wind On System (Share) | 44.809 | 43.6457 | 42.3512 | 40.9813 | 38.4554 | 35.8816 | 33.2749 | 30.6351 | 30.6774 | 30.1828 | 42.0629 | 48.076 | 60.8018 | 60.7678 | 60.675 | 60.5186 | 60.2937 | 59.9947 | 59.616 | 59.1512 | 58.5936 | 57.9362 | 57.1712
| 47.0892 | Wind PPA | NW Wind Off System | 49.2304 | 48.2259 | 47.0892 | 45.8817 | 43.4413 | 40.952 | 38.4304 | 35.8764 | 36.0426 | 35.6876 | 47.7113 | 53.8723 | 66.7502 | 66.8729 | 66.9416 | 66.9516 | 66.898 | 66.7758 | 66.5792 | 66.3023 | 65.9387 | 65.4813 | 64.9229
| 32.6895 | Wind PPA | Wind Montana | 34.6375 | 33.7174 | 32.6895 | 31.6022 | 29.5222 | 27.4005 | 25.2504 | 23.0715 | 23.0776 | 22.6614 | 34.6313 | 40.7467 | 53.588 | 53.6838 | 53.7359 | 53.7407 | 53.6944 | 53.5926 | 53.431 | 53.2046 | 52.9084 | 52.5366 | 52.0834
| 124.4199 | Wind PPA | Off Shore Wind (Share) | 128.2748 | 126.0967 | 124.4199 | 123.1952 | 122.3051 | 121.6332 | 121.1672 | 120.87 | 121.3054 | 121.1867 | 132.8439 | 139.059 | 151.6873 | 152.3537 | 153.031 | 153.7089 | 154.3773 | 155.0265 | 155.6466 | 156.2281 | 156.7609 | 157.2349 | 157.6394
| 150.2333 | Solar PPA | New Residential Solar | 145.6016 | 147.9342 | 150.2333 | 152.6634 | 155.2361 | 157.917 | 160.7654 | 163.796 | 167.0632 | 170.0261 | 187.5019 | 205.6111 | 322.9533 | 329.028 | 335.1953 | 341.4549 | 347.8063 | 354.2489 | 360.7819 | 367.404 | 374.1141 | 380.9106 | 387.7916
Capacity Payment $/kW-mn | 21.9705 | Solar PPA | New Residential Solar + Storage | 21.2776 | 21.6144 | 21.9705 | 22.36 | 22.7662 | 23.1842 | 23.6163 | 24.0626 | 24.5225 | 24.8701 | 26.4029 | 27.9866 | 37.7199 | 38.3207 | 38.9241 | 39.5294 | 40.1359 | 40.7429 | 41.3497 | 41.9552 | 42.5587 | 43.159 | 43.7549
| 162.4143 | Solar PPA | Existing Residential Solar | 157.2784 | 159.8673 | 162.4143 | 165.0973 | 167.9283 | 170.8686 | 173.9818 | 177.2827 | 180.8288 | 184.0764 | 203.142 | 222.9009 | 350.8015 | 357.4524 | 364.2078 | 371.0678 | 378.0321 | 385.1003 | 392.2718 | 399.5458 | 406.9213 | 414.397 | 421.9713
Capacity Payment $/kW-mn | 23.2992 | Solar PPA | Existing Residential Solar + Storage | 22.5483 | 22.9143 | 23.2992 | 23.7182 | 24.1546 | 24.6031 | 25.0665 | 25.5447 | 26.0372 | 26.4181 | 28.0762 | 29.79 | 40.2811 | 40.9383 | 41.5993 | 42.2634 | 42.9301 | 43.5985 | 44.2681 | 44.9379 | 45.6069 | 46.2743 | 46.9388
| 125.4857 | Solar PPA | Commercial Solar | 123.082 | 124.3225 | 125.4857 | 126.7057 | 127.9857 | 129.2905 | 130.6618 | 132.1034 | 134.4218 | 136.4943 | 148.2101 | 160.2987 | 185.9655 | 188.9074 | 191.881 | 194.8855 | 197.9197 | 200.9824 | 204.0722 | 207.1877 | 210.327 | 213.4883 | 216.6695
Capacity Payment $/kW-mn | 27.0087 | Solar PPA | Commercial Solar + Storage | 25.972 | 26.4875 | 27.0087 | 27.5569 | 28.1221 | 28.6978 | 29.2893 | 29.8968 | 30.5201 | 31.0978 | 32.928 | 34.8215 | 39.0622 | 39.8099 | 40.5689 | 41.339 | 42.1202 | 42.9124 | 43.7155 | 44.5292 | 45.3533 | 46.1876 | 47.0318
| 60.9209 | Solar PPA | Solar Photovoltaic Fixed Array (5 MW AC) | 64.4365 | 62.7223 | 60.9209 | 59.0952 | 57.2453 | 55.3569 | 53.4466 | 51.5148 | 52.0141 | 52.2041 | 55.1128 | 58.0453 | 65.2887 | 65.4838 | 65.6464 | 65.774 | 65.8637 | 65.9125 | 65.9171 | 65.8743 | 65.7803 | 65.6312 | 65.4227
Capacity Payment $/kW-mn | 13.8873 | Solar PPA | Solar Photovoltaic Fixed Array (5 MW AC) + Storage | 14.721 | 14.2049 | 13.8873 | 13.6969 | 13.5426 | 13.3226 | 13.1921 | 13.0507 | 13.1654 | 13.2596 | 13.9636 | 14.6755 | 16.352 | 16.4583 | 16.5607 | 16.6592 | 16.7534 | 16.843 | 16.9277 | 17.0073 | 17.0814 | 17.1496 | 17.2117
| 41.8357 | Solar PPA | Solar Photovoltaic w/Single Axis Tracking (100 MW AC) | 44.1841 | 43.0375 | 41.8357 | 40.6205 | 39.1456 | 37.662 | 36.1815 | 34.7053 | 35.1009 | 35.2543 | 37.1624 | 39.0877 | 43.8113 | 43.9649 | 44.0927 | 44.1924 | 44.2616 | 44.298 | 44.2988 | 44.2612 | 44.1821 | 44.0582 | 43.8861
| 44.2666 | Solar PPA | Southern NW Solar Photovoltaic w/ Single Axis Tracking (100 MW AC) | 46.3612 | 45.3421 | 44.2666 | 43.1798 | 41.8184 | 40.4473 | 39.0793 | 37.7154 | 38.1883 | 38.4347 | 40.6878 | 42.9733 | 48.4731 | 48.7612 | 49.0279 | 49.271 | 49.4884 | 49.6778 | 49.8369 | 49.9628 | 50.0529 | 50.1041 | 50.1131
Capacity Payment $/kW-mn | 11.7599 | Solar PPA | 100 MW/400 MWh Lithium-ion w/Solar | 12.4133 | 12.0084 | 11.7599 | 11.6117 | 11.4935 | 11.3279 | 11.2334 | 11.1332 | 11.2298 | 11.279 | 11.7874 | 12.2988 | 13.5378 | 13.5841 | 13.624 | 13.657 | 13.6827 | 13.7006 | 13.7102 | 13.7108 | 13.7018 | 13.6827 | 13.6528
Capacity Payment $/kW-mn | 7.1768 | Solar PPA | 100 MW/200 MWh Lithium-ion w/Solar | 7.4374 | 7.3032 | 7.1768 | 7.1551 | 7.1396 | 7.0812 | 7.0973 | 7.081 | 7.1421 | 7.1757 | 7.5071 | 7.8408 | 8.6462 | 8.6793 | 8.7088 | 8.7342 | 8.7554 | 8.7724 | 8.7846 | 8.7917 | 8.7932 | 8.789 | 8.7785
Capacity Payment $/kW-mn | 4.0742 | Solar PPA | 50 MW/200 MWh Lithium-ion w/Solar | 4.2086 | 4.1386 | 4.0742 | 4.0639 | 4.0571 | 4.0292 | 4.0394 | 4.0334 | 4.0665 | 4.0738 | 4.2289 | 4.3841 | 4.774 | 4.7765 | 4.7758 | 4.7716 | 4.7638 | 4.7523 | 4.7367 | 4.7167 | 4.6919 | 4.6621 | 4.6269
| 248.7303 | Solar PPA (PTC) | New Residential Solar (PTC) | 240.0612 | 244.4591 | 248.7303 | 253.1739 | 257.8025 | 262.5401 | 267.4866 | 272.6577 | 278.1404 | 283.3641 | 300.3204 | 311.9174 | 322.9533 | 329.028 | 335.1952 | 341.4548 | 347.8063 | 354.2488 | 360.7818 | 367.4039 | 374.114 | 380.9105 | 387.7915
Capacity Payment $/kW-mn | 31.93 | Solar PPA (PTC) | New Residential Solar + Storage (PTC) | 30.7956 | 31.3563 | 31.93 | 32.5419 | 33.1754 | 33.8225 | 34.4886 | 35.1742 | 35.8785 | 36.4759 | 37.0779 | 37.6843 | 37.7199 | 38.3208 | 38.9241 | 39.5294 | 40.1359 | 40.7429 | 41.3497 | 41.9552 | 42.5587 | 43.159 | 43.7549
| 271.9468 | Solar PPA (PTC) | Existing Residential Solar (PTC) | 262.3168 | 267.2033 | 271.9468 | 276.8726 | 281.9934 | 287.2254 | 292.6766 | 298.3627 | 304.377 | 310.1434 | 327.6536 | 339.8162 | 350.8015 | 357.4523 | 364.2077 | 371.0677 | 378.032 | 385.1002 | 392.2717 | 399.5457 | 406.9212 | 414.3969 | 421.9712
Capacity Payment $/kW-mn | 34.0248 | Solar PPA (PTC) | Existing Residential Solar + Storage (PTC) | 32.7984 | 33.4055 | 34.0248 | 34.6833 | 35.3646 | 36.0598 | 36.7751 | 37.511 | 38.2667 | 38.9166 | 39.5724 | 40.2336 | 40.2811 | 40.9383 | 41.5993 | 42.2634 | 42.9301 | 43.5986 | 44.2681 | 44.9379 | 45.6069 | 46.2743 | 46.9388
| 165.3804 | Solar PPA (PTC) | Commercial Solar (PTC) | 162.4483 | 163.9853 | 165.3804 | 166.8373 | 168.3593 | 169.8894 | 171.4896 | 173.1637 | 176.1332 | 178.8676 | 193.283 | 202.2887 | 210.9136 | 214.3139 | 217.7548 | 221.2354 | 224.7548 | 228.312 | 231.9058 | 235.5348 | 239.1975 | 242.8923 | 246.6172
Capacity Payment $/kW-mn | 34.8423 | Solar PPA (PTC) | Commercial Solar + Storage (PTC) | 33.4584 | 34.15 | 34.8423 | 35.5654 | 36.3095 | 37.0654 | 37.841 | 38.6366 | 39.4522 | 40.2264 | 41.0135 | 41.8136 | 42.3104 | 43.1295 | 43.9615 | 44.8063 | 45.6638 | 46.5339 | 47.4166 | 48.3118 | 49.2191 | 50.1385 | 51.0696
| 60.9531 | Solar PPA (PTC) | Solar Photovoltaic Fixed Array (5 MW AC) (PTC) | 67.1735 | 64.1363 | 60.9531 | 57.7132 | 54.4158 | 51.0386 | 47.6037 | 44.1105 | 44.1914 | 43.9501 | 55.3786 | 61.3006 | 72.2686 | 72.5257 | 72.7503 | 72.9398 | 73.0914 | 73.2021 | 73.2686 | 73.2874 | 73.255 | 73.1672 | 73.0199
Capacity Payment $/kW-mn | 18.829 | Solar PPA (PTC) | Solar Photovoltaic Fixed Array (5 MW AC) + Storage (PTC) | 20.0928 | 19.3136 | 18.829 | 18.5335 | 18.2914 | 17.9508 | 17.743 | 17.5189 | 17.677 | 17.8122 | 17.9443 | 18.0732 | 17.9097 | 18.0289 | 18.1443 | 18.2554 | 18.3621 | 18.4639 | 18.5607 | 18.652 | 18.7376 | 18.817 | 18.8899
| 33.5064 | Solar PPA (PTC) | Solar Photovoltaic w/Single Axis Tracking (100 MW AC) (PTC) | 38 | 35.8015 | 33.5064 | 31.173 | 28.4596 | 25.7132 | 22.9492 | 20.1686 | 20.1011 | 19.7785 | 31.1306 | 36.9818 | 48.3395 | 48.5405 | 48.7156 | 48.8628 | 48.9796 | 49.0635 | 49.1119 | 49.1219 | 49.0903 | 49.0139 | 48.8892
| 37.4656 | Solar PPA (PTC) | Southern NW Solar Photovoltaic w/ Single Axis Tracking (100 MW AC) (PTC) | 41.5809 | 39.5722 | 37.4656 | 35.324 | 32.7791 | 30.2004 | 27.6046 | 24.9927 | 25.0455 | 24.8601 | 36.3213 | 42.301 | 53.6532 | 54.0042 | 54.334 | 54.6408 | 54.9223 | 55.1763 | 55.4003 | 55.5916 | 55.7474 | 55.8647 | 55.9402
Capacity Payment $/kW-mn | 15.5026 | Solar PPA (PTC) | 100 MW/400 MWh Lithium-ion w/Solar (PTC) | 16.4818 | 15.8776 | 15.5026 | 15.2748 | 15.0901 | 14.8331 | 14.6802 | 14.5173 | 14.6468 | 14.727 | 14.8023 | 14.8722 | 14.7175 | 14.7737 | 14.8233 | 14.866 | 14.9011 | 14.9283 | 14.9469 | 14.9564 | 14.9562 | 14.9456 | 14.9239
Capacity Payment $/kW-mn | 9.4555 | Solar PPA (PTC) | 100 MW/200 MWh Lithium-ion w/Solar (PTC) | 9.8546 | 9.65 | 9.4555 | 9.4158 | 9.3852 | 9.2903 | 9.3057 | 9.2731 | 9.3558 | 9.4095 | 9.4603 | 9.5079 | 9.4105 | 9.45 | 9.4857 | 9.5174 | 9.5447 | 9.5677 | 9.5858 | 9.5987 | 9.6059 | 9.6071 | 9.6019
Capacity Payment $/kW-mn | 5.2135 | Solar PPA (PTC) | 50 MW/200 MWh Lithium-ion w/Solar (PTC) | 5.4171 | 5.312 | 5.2135 | 5.1943 | 5.1799 | 5.1337 | 5.1436 | 5.1295 | 5.1733 | 5.1907 | 5.2055 | 5.2177 | 5.1561 | 5.1618 | 5.1643 | 5.1632 | 5.1585 | 5.15 | 5.1373 | 5.1202 | 5.0982 | 5.0711 | 5.0386
| 54.4711 | Other PPA | Geothermal (Off System) | 54.0321 | 54.2915 | 54.4711 | 54.6411 | 54.8015 | 54.9317 | 55.0522 | 55.163 | 56.0463 | 56.9434 | 70.2863 | 77.8379 | 92.182 | 93.8508 | 95.5502 | 97.2809 | 99.0433 | 100.8382 | 102.6661 | 104.5275 | 106.4233 | 108.3539 | 110.32
Targeted Free Cash Flow
| Target | Tab | Long Description | 2023 | 2024 | 2025 | 2026 | 2027 | 2028 | 2029 | 2030 | 2031 | 2032 | 2033 | 2034 | 2035 | 2036 | 2037 | 2038 | 2039 | 2040 | 2041 | 2042 | 2043 | 2044 | 2045
| 7.5% | Other PPA | Small Modular Reactor (share) | 7.5% | 7.5% | 7.5% | 7.5% | 7.5% | 7.5% | 7.5% | 7.5% | 7.5% | 7.5% | 7.5% | 7.5% | 7.5% | 7.5% | 7.5% | 7.5% | 7.5% | 7.5% | 7.5% | 7.5% | 7.5% | 7.5% | 7.5%
| 7.5% | Wind PPA | NW Wind On System (Share) | 7.5% | 7.5% | 7.5% | 7.5% | 7.5% | 7.5% | 7.5% | 7.5% | 7.5% | 7.5% | 7.5% | 7.5% | 7.5% | 7.5% | 7.5% | 7.5% | 7.5% | 7.5% | 7.5% | 7.5% | 7.5% | 7.5% | 7.5%
| 7.5% | Wind PPA | NW Wind Off System | 7.5% | 7.5% | 7.5% | 7.5% | 7.5% | 7.5% | 7.5% | 7.5% | 7.5% | 7.5% | 7.5% | 7.5% | 7.5% | 7.5% | 7.5% | 7.5% | 7.5% | 7.5% | 7.5% | 7.5% | 7.5% | 7.5% | 7.5%
| 7.5% | Wind PPA | Wind Montana | 7.5% | 7.5% | 7.5% | 7.5% | 7.5% | 7.5% | 7.5% | 7.5% | 7.5% | 7.5% | 7.5% | 7.5% | 7.5% | 7.5% | 7.5% | 7.5% | 7.5% | 7.5% | 7.5% | 7.5% | 7.5% | 7.5% | 7.5%
| 7.5% | Wind PPA | Off Shore Wind (Share) | 7.5% | 7.5% | 7.5% | 7.5% | 7.5% | 7.5% | 7.5% | 7.5% | 7.5% | 7.5% | 7.5% | 7.5% | 7.5% | 7.5% | 7.5% | 7.5% | 7.5% | 7.5% | 7.5% | 7.5% | 7.5% | 7.5% | 7.5%
| 7.5% | Solar PPA | New Residential Solar | 7.5% | 7.5% | 7.5% | 7.5% | 7.5% | 7.5% | 7.5% | 7.5% | 7.5% | 7.5% | 7.5% | 7.5% | 7.5% | 7.5% | 7.5% | 7.5% | 7.5% | 7.5% | 7.5% | 7.5% | 7.5% | 7.5% | 7.5%
| 7.5% | Solar PPA | New Residential Solar + Storage | 7.5% | 7.5% | 7.5% | 7.5% | 7.5% | 7.5% | 7.5% | 7.5% | 7.5% | 7.5% | 7.5% | 7.5% | 7.5% | 7.5% | 7.5% | 7.5% | 7.5% | 7.5% | 7.5% | 7.5% | 7.5% | 7.5% | 7.5%
| 7.5% | Solar PPA | Existing Residential Solar | 7.5% | 7.5% | 7.5% | 7.5% | 7.5% | 7.5% | 7.5% | 7.5% | 7.5% | 7.5% | 7.5% | 7.5% | 7.5% | 7.5% | 7.5% | 7.5% | 7.5% | 7.5% | 7.5% | 7.5% | 7.5% | 7.5% | 7.5%
| 7.5% | Solar PPA | Existing Residential Solar + Storage | 7.5% | 7.5% | 7.5% | 7.5% | 7.5% | 7.5% | 7.5% | 7.5% | 7.5% | 7.5% | 7.5% | 7.5% | 7.5% | 7.5% | 7.5% | 7.5% | 7.5% | 7.5% | 7.5% | 7.5% | 7.5% | 7.5% | 7.5%
| 7.5% | Solar PPA | Commercial Solar | 7.5% | 7.5% | 7.5% | 7.5% | 7.5% | 7.5% | 7.5% | 7.5% | 7.5% | 7.5% | 7.5% | 7.5% | 7.5% | 7.5% | 7.5% | 7.5% | 7.5% | 7.5% | 7.5% | 7.5% | 7.5% | 7.5% | 7.5%
| 7.5% | Solar PPA | Commercial Solar + Storage | 7.5% | 7.5% | 7.5% | 7.5% | 7.5% | 7.5% | 7.5% | 7.5% | 7.5% | 7.5% | 7.5% | 7.5% | 7.5% | 7.5% | 7.5% | 7.5% | 7.5% | 7.5% | 7.5% | 7.5% | 7.5% | 7.5% | 7.5%
| 7.5% | Solar PPA | Solar Photovoltaic Fixed Array (5 MW AC) | 7.5% | 7.5% | 7.5% | 7.5% | 7.5% | 7.5% | 7.5% | 7.5% | 7.5% | 7.5% | 7.5% | 7.5% | 7.5% | 7.5% | 7.5% | 7.5% | 7.5% | 7.5% | 7.5% | 7.5% | 7.5% | 7.5% | 7.5%
| 7.5% | Solar PPA | Solar Photovoltaic Fixed Array (5 MW AC) + Storage | 7.5% | 7.5% | 7.5% | 7.5% | 7.5% | 7.5% | 7.5% | 7.5% | 7.5% | 7.5% | 7.5% | 7.5% | 7.5% | 7.5% | 7.5% | 7.5% | 7.5% | 7.5% | 7.5% | 7.5% | 7.5% | 7.5% | 7.5%
| 7.5% | Solar PPA | Solar Photovoltaic w/Single Axis Tracking (100 MW AC) | 7.5% | 7.5% | 7.5% | 7.5% | 7.5% | 7.5% | 7.5% | 7.5% | 7.5% | 7.5% | 7.5% | 7.5% | 7.5% | 7.5% | 7.5% | 7.5% | 7.5% | 7.5% | 7.5% | 7.5% | 7.5% | 7.5% | 7.5%
| 7.5% | Solar PPA | Southern NW Solar Photovoltaic w/ Single Axis Tracking (100 MW AC) | 7.5% | 7.5% | 7.5% | 7.5% | 7.5% | 7.5% | 7.5% | 7.5% | 7.5% | 7.5% | 7.5% | 7.5% | 7.5% | 7.5% | 7.5% | 7.5% | 7.5% | 7.5% | 7.5% | 7.5% | 7.5% | 7.5% | 7.5%
| 7.5% | Solar PPA | 100 MW/400 MWh Lithium-ion w/Solar | 7.5% | 7.5% | 7.5% | 7.5% | 7.5% | 7.5% | 7.5% | 7.5% | 7.5% | 7.5% | 7.5% | 7.5% | 7.5% | 7.5% | 7.5% | 7.5% | 7.5% | 7.5% | 7.5% | 7.5% | 7.5% | 7.5% | 7.5%
| 7.5% | Solar PPA | 100 MW/200 MWh Lithium-ion w/Solar | 7.5% | 7.5% | 7.5% | 7.5% | 7.5% | 7.5% | 7.5% | 7.5% | 7.5% | 7.5% | 7.5% | 7.5% | 7.5% | 7.5% | 7.5% | 7.5% | 7.5% | 7.5% | 7.5% | 7.5% | 7.5% | 7.5% | 7.5%
| 7.5% | Solar PPA | 50 MW/200 MWh Lithium-ion w/Solar | 7.5% | 7.5% | 7.5% | 7.5% | 7.5% | 7.5% | 7.5% | 7.5% | 7.5% | 7.5% | 7.5% | 7.5% | 7.5% | 7.5% | 7.5% | 7.5% | 7.5% | 7.5% | 7.5% | 7.5% | 7.5% | 7.5% | 7.5%
| 7.5% | Solar PPA (PTC) | New Residential Solar (PTC) | 7.5% | 7.5% | 7.5% | 7.5% | 7.5% | 7.5% | 7.5% | 7.5% | 7.5% | 7.5% | 7.5% | 7.5% | 7.5% | 7.5% | 7.5% | 7.5% | 7.5% | 7.5% | 7.5% | 7.5% | 7.5% | 7.5% | 7.5%
| 7.5% | Solar PPA (PTC) | New Residential Solar + Storage (PTC) | 7.5% | 7.5% | 7.5% | 7.5% | 7.5% | 7.5% | 7.5% | 7.5% | 7.5% | 7.5% | 7.5% | 7.5% | 7.5% | 7.5% | 7.5% | 7.5% | 7.5% | 7.5% | 7.5% | 7.5% | 7.5% | 7.5% | 7.5%
| 7.5% | Solar PPA (PTC) | Existing Residential Solar (PTC) | 7.5% | 7.5% | 7.5% | 7.5% | 7.5% | 7.5% | 7.5% | 7.5% | 7.5% | 7.5% | 7.5% | 7.5% | 7.5% | 7.5% | 7.5% | 7.5% | 7.5% | 7.5% | 7.5% | 7.5% | 7.5% | 7.5% | 7.5%
| 7.5% | Solar PPA (PTC) | Existing Residential Solar + Storage (PTC) | 7.5% | 7.5% | 7.5% | 7.5% | 7.5% | 7.5% | 7.5% | 7.5% | 7.5% | 7.5% | 7.5% | 7.5% | 7.5% | 7.5% | 7.5% | 7.5% | 7.5% | 7.5% | 7.5% | 7.5% | 7.5% | 7.5% | 7.5%
| 7.5% | Solar PPA (PTC) | Commercial Solar (PTC) | 7.5% | 7.5% | 7.5% | 7.5% | 7.5% | 7.5% | 7.5% | 7.5% | 7.5% | 7.5% | 7.5% | 7.5% | 7.5% | 7.5% | 7.5% | 7.5% | 7.5% | 7.5% | 7.5% | 7.5% | 7.5% | 7.5% | 7.5%
| 7.5% | Solar PPA (PTC) | Commercial Solar + Storage (PTC) | 7.5% | 7.5% | 7.5% | 7.5% | 7.5% | 7.5% | 7.5% | 7.5% | 7.5% | 7.5% | 7.5% | 7.5% | 7.5% | 7.5% | 7.5% | 7.5% | 7.5% | 7.5% | 7.5% | 7.5% | 7.5% | 7.5% | 7.5%
| 7.5% | Solar PPA (PTC) | Solar Photovoltaic Fixed Array (5 MW AC) (PTC) | 7.5% | 7.5% | 7.5% | 7.5% | 7.5% | 7.5% | 7.5% | 7.5% | 7.5% | 7.5% | 7.5% | 7.5% | 7.5% | 7.5% | 7.5% | 7.5% | 7.5% | 7.5% | 7.5% | 7.5% | 7.5% | 7.5% | 7.5%
| 7.5% | Solar PPA (PTC) | Solar Photovoltaic Fixed Array (5 MW AC) + Storage (PTC) | 7.5% | 7.5% | 7.5% | 7.5% | 7.5% | 7.5% | 7.5% | 7.5% | 7.5% | 7.5% | 7.5% | 7.5% | 7.5% | 7.5% | 7.5% | 7.5% | 7.5% | 7.5% | 7.5% | 7.5% | 7.5% | 7.5% | 7.5%
| 7.5% | Solar PPA (PTC) | Solar Photovoltaic w/Single Axis Tracking (100 MW AC) (PTC) | 7.5% | 7.5% | 7.5% | 7.5% | 7.5% | 7.5% | 7.5% | 7.5% | 7.5% | 7.5% | 7.5% | 7.5% | 7.5% | 7.5% | 7.5% | 7.5% | 7.5% | 7.5% | 7.5% | 7.5% | 7.5% | 7.5% | 7.5%
| 7.5% | Solar PPA (PTC) | Southern NW Solar Photovoltaic w/ Single Axis Tracking (100 MW AC) (PTC) | 7.5% | 7.5% | 7.5% | 7.5% | 7.5% | 7.5% | 7.5% | 7.5% | 7.5% | 7.5% | 7.5% | 7.5% | 7.5% | 7.5% | 7.5% | 7.5% | 7.5% | 7.5% | 7.5% | 7.5% | 7.5% | 7.5% | 7.5%
| 7.5% | Solar PPA (PTC) | 100 MW/400 MWh Lithium-ion w/Solar (PTC) | 7.5% | 7.5% | 7.5% | 7.5% | 7.5% | 7.5% | 7.5% | 7.5% | 7.5% | 7.5% | 7.5% | 7.5% | 7.5% | 7.5% | 7.5% | 7.5% | 7.5% | 7.5% | 7.5% | 7.5% | 7.5% | 7.5% | 7.5%
| 7.5% | Solar PPA (PTC) | 100 MW/200 MWh Lithium-ion w/Solar (PTC) | 7.5% | 7.5% | 7.5% | 7.5% | 7.5% | 7.5% | 7.5% | 7.5% | 7.5% | 7.5% | 7.5% | 7.5% | 7.5% | 7.5% | 7.5% | 7.5% | 7.5% | 7.5% | 7.5% | 7.5% | 7.5% | 7.5% | 7.5%
| 7.5% | Solar PPA (PTC) | 50 MW/200 MWh Lithium-ion w/Solar (PTC) | 7.5% | 7.5% | 7.5% | 7.5% | 7.5% | 7.5% | 7.5% | 7.5% | 7.5% | 7.5% | 7.5% | 7.5% | 7.5% | 7.5% | 7.5% | 7.5% | 7.5% | 7.5% | 7.5% | 7.5% | 7.5% | 7.5% | 7.5%
| 7.5% | Other PPA | Geothermal (Off System) | 7.5% | 7.5% | 7.5% | 7.5% | 7.5% | 7.5% | 7.5% | 7.5% | 7.5% | 7.5% | 7.5% | 7.5% | 7.5% | 7.5% | 7.5% | 7.5% | 7.5% | 7.5% | 7.5% | 7.5% | 7.5% | 7.5% | 7.5%
Capacity Payment $/kW-mn
|  | Tab | Long Description | 2023 | 2024 | 2025 | 2026 | 2027 | 2028 | 2029 | 2030 | 2031 | 2032 | 2033 | 2034 | 2035 | 2036 | 2037 | 2038 | 2039 | 2040 | 2041 | 2042 | 2043 | 2044 | 2045
|  | Other PPA | Small Modular Reactor (share) | 0 | 0 | 0 | 0 | 0 | 0 | 0 | 0 | 0 | 0 | 0 | 0 | 0 | 0 | 0 | 0 | 0 | 0 | 0 | 0 | 0 | 0 | 0
|  | Wind PPA | NW Wind On System (Share)
|  | Wind PPA | NW Wind Off System
|  | Wind PPA | Wind Montana
|  | Wind PPA | Off Shore Wind (Share)
|  | Solar PPA | New Residential Solar
|  | Solar PPA | New Residential Solar + Storage | 21.2776 | 21.6144 | 21.9705 | 22.36 | 22.7662 | 23.1842 | 23.6163 | 24.0626 | 24.5225 | 24.8701 | 26.4029 | 27.9866 | 37.7199 | 38.3207 | 38.9241 | 39.5294 | 40.1359 | 40.7429 | 41.3497 | 41.9552 | 42.5587 | 43.159 | 43.7549
|  | Solar PPA | Existing Residential Solar
|  | Solar PPA | Existing Residential Solar + Storage | 22.5483 | 22.9143 | 23.2992 | 23.7182 | 24.1546 | 24.6031 | 25.0665 | 25.5447 | 26.0372 | 26.4181 | 28.0762 | 29.79 | 40.2811 | 40.9383 | 41.5993 | 42.2634 | 42.9301 | 43.5985 | 44.2681 | 44.9379 | 45.6069 | 46.2743 | 46.9388
|  | Solar PPA | Commercial Solar
|  | Solar PPA | Commercial Solar + Storage | 25.972 | 26.4875 | 27.0087 | 27.5569 | 28.1221 | 28.6978 | 29.2893 | 29.8968 | 30.5201 | 31.0978 | 32.928 | 34.8215 | 39.0622 | 39.8099 | 40.5689 | 41.339 | 42.1202 | 42.9124 | 43.7155 | 44.5292 | 45.3533 | 46.1876 | 47.0318
|  | Solar PPA | Solar Photovoltaic Fixed Array (5 MW AC)
|  | Solar PPA | Solar Photovoltaic Fixed Array (5 MW AC) + Storage | 14.721 | 14.2049 | 13.8873 | 13.6969 | 13.5426 | 13.3226 | 13.1921 | 13.0507 | 13.1654 | 13.2596 | 13.9636 | 14.6755 | 16.352 | 16.4583 | 16.5607 | 16.6592 | 16.7534 | 16.843 | 16.9277 | 17.0073 | 17.0814 | 17.1496 | 17.2117
|  | Solar PPA | Solar Photovoltaic w/Single Axis Tracking (100 MW AC)
|  | Solar PPA | Southern NW Solar Photovoltaic w/ Single Axis Tracking (100 MW AC)
|  | Solar PPA | 100 MW/400 MWh Lithium-ion w/Solar | 12.4133 | 12.0084 | 11.7599 | 11.6117 | 11.4935 | 11.3279 | 11.2334 | 11.1332 | 11.2298 | 11.279 | 11.7874 | 12.2988 | 13.5378 | 13.5841 | 13.624 | 13.657 | 13.6827 | 13.7006 | 13.7102 | 13.7108 | 13.7018 | 13.6827 | 13.6528
|  | Solar PPA | 100 MW/200 MWh Lithium-ion w/Solar | 7.4374 | 7.3032 | 7.1768 | 7.1551 | 7.1396 | 7.0812 | 7.0973 | 7.081 | 7.1421 | 7.1757 | 7.5071 | 7.8408 | 8.6462 | 8.6793 | 8.7088 | 8.7342 | 8.7554 | 8.7724 | 8.7846 | 8.7917 | 8.7932 | 8.789 | 8.7785
|  | Solar PPA | 50 MW/200 MWh Lithium-ion w/Solar | 4.2086 | 4.1386 | 4.0742 | 4.0639 | 4.0571 | 4.0292 | 4.0394 | 4.0334 | 4.0665 | 4.0738 | 4.2289 | 4.3841 | 4.774 | 4.7765 | 4.7758 | 4.7716 | 4.7638 | 4.7523 | 4.7367 | 4.7167 | 4.6919 | 4.6621 | 4.6269
|  | Solar PPA (PTC) | New Residential Solar (PTC)
|  | Solar PPA (PTC) | New Residential Solar + Storage (PTC) | 30.7956 | 31.3563 | 31.93 | 32.5419 | 33.1754 | 33.8225 | 34.4886 | 35.1742 | 35.8785 | 36.4759 | 37.0779 | 37.6843 | 37.7199 | 38.3208 | 38.9241 | 39.5294 | 40.1359 | 40.7429 | 41.3497 | 41.9552 | 42.5587 | 43.159 | 43.7549
|  | Solar PPA (PTC) | Existing Residential Solar (PTC)
|  | Solar PPA (PTC) | Existing Residential Solar + Storage (PTC) | 32.7984 | 33.4055 | 34.0248 | 34.6833 | 35.3646 | 36.0598 | 36.7751 | 37.511 | 38.2667 | 38.9166 | 39.5724 | 40.2336 | 40.2811 | 40.9383 | 41.5993 | 42.2634 | 42.9301 | 43.5986 | 44.2681 | 44.9379 | 45.6069 | 46.2743 | 46.9388
|  | Solar PPA (PTC) | Commercial Solar (PTC)
|  | Solar PPA (PTC) | Commercial Solar + Storage (PTC) | 33.4584 | 34.15 | 34.8423 | 35.5654 | 36.3095 | 37.0654 | 37.841 | 38.6366 | 39.4522 | 40.2264 | 41.0135 | 41.8136 | 42.3104 | 43.1295 | 43.9615 | 44.8063 | 45.6638 | 46.5339 | 47.4166 | 48.3118 | 49.2191 | 50.1385 | 51.0696
|  | Solar PPA (PTC) | Solar Photovoltaic Fixed Array (5 MW AC) (PTC)
|  | Solar PPA (PTC) | Solar Photovoltaic Fixed Array (5 MW AC) + Storage (PTC) | 20.0928 | 19.3136 | 18.829 | 18.5335 | 18.2914 | 17.9508 | 17.743 | 17.5189 | 17.677 | 17.8122 | 17.9443 | 18.0732 | 17.9097 | 18.0289 | 18.1443 | 18.2554 | 18.3621 | 18.4639 | 18.5607 | 18.652 | 18.7376 | 18.817 | 18.8899
|  | Solar PPA (PTC) | Solar Photovoltaic w/Single Axis Tracking (100 MW AC) (PTC)
|  | Solar PPA (PTC) | Southern NW Solar Photovoltaic w/ Single Axis Tracking (100 MW AC) (PTC)
|  | Solar PPA (PTC) | 100 MW/400 MWh Lithium-ion w/Solar (PTC) | 16.4818 | 15.8776 | 15.5026 | 15.2748 | 15.0901 | 14.8331 | 14.6802 | 14.5173 | 14.6468 | 14.727 | 14.8023 | 14.8722 | 14.7175 | 14.7737 | 14.8233 | 14.866 | 14.9011 | 14.9283 | 14.9469 | 14.9564 | 14.9562 | 14.9456 | 14.9239
|  | Solar PPA (PTC) | 100 MW/200 MWh Lithium-ion w/Solar (PTC) | 9.8546 | 9.65 | 9.4555 | 9.4158 | 9.3852 | 9.2903 | 9.3057 | 9.2731 | 9.3558 | 9.4095 | 9.4603 | 9.5079 | 9.4105 | 9.45 | 9.4857 | 9.5174 | 9.5447 | 9.5677 | 9.5858 | 9.5987 | 9.6059 | 9.6071 | 9.6019
|  | Solar PPA (PTC) | 50 MW/200 MWh Lithium-ion w/Solar (PTC) | 5.4171 | 5.312 | 5.2135 | 5.1943 | 5.1799 | 5.1337 | 5.1436 | 5.1295 | 5.1733 | 5.1907 | 5.2055 | 5.2177 | 5.1561 | 5.1618 | 5.1643 | 5.1632 | 5.1585 | 5.15 | 5.1373 | 5.1202 | 5.0982 | 5.0711 | 5.0386
|  | Other PPA | Geothermal (Off System)

## Storage Summary
| 4 | 8 | 4 | 8 | 16 | 4 | 4 | 100 | 4 | 8.5 | 16 | 24
Solver Result: | 181.6307 | 321.22 | 138.8793 | 245.6308 | 459.134 | 190.9596 | 206.7593 | 250.9409 | 180.7187 | 547.968 | 478.6883 | 432.365 | 191.6069 | 174.8654 | 157.5583 | 144.7646 | 138.3677 | 252.6266 | 281.676 | 177.4924 | 132.8224 | 273.3271 | 155.0092 | 114.2462
| Levelized Fixed Cost $/kW | [11 empty] | Levelized Fixed Cost $/kW-month
| Distribution Scale 4hr Lithium-Ion | Distribution Scale 8hr Lithium-Ion | 4hr Lithium-Ion | 8hr Lithium-Ion | 16hr Lithium-Ion | 4 hr Vanadium Flow Battery | 4 hr Zinc Bromide Flow Battery | 100hr Iron Oxide | Liquid Air | Pumped Hydro (8.5 hr/ 400 MW share) | Pumped Hydro (16 hr/ 100 MW) | Pumped Hyrdo (24 hr/ 100 MW) | Distribution Scale 4hr Lithium-Ion | Distribution Scale 8hr Lithium-Ion | 4hr Lithium-Ion | 8hr Lithium-Ion | 16hr Lithium-Ion | 4 hr Vanadium Flow Battery | 4 hr Zinc Bromide Flow Battery | 100hr Iron Oxide | Liquid Air | Pumped Hydro (8.5 hr/ 400 MW share) | Pumped Hydro (16 hr/ 100 MW) | Pumped Hyrdo (24 hr/ 100 MW)
2023 | 194.4069 | 349.038 | 148.6702 | 266.9458 | 503.4971 | 193.8734 | 209.556 | 248.2085 | 172.7579 | 523.7178 | 457.509 | 413.239 | 16.2006 | 29.0865 | 12.3892 | 22.2455 | 41.9581 | 16.1561 | 17.463 | 20.684 | 14.3965 | 43.6432 | 38.1257 | 34.4366
2024 | 186.568 | 330.9357 | 142.6631 | 253.0748 | 473.8982 | 191.3505 | 207.0368 | 249.6895 | 176.7792 | 536.004 | 468.2377 | 422.9263 | 15.5473 | 27.578 | 11.8886 | 21.0896 | 39.4915 | 15.9459 | 17.2531 | 20.8075 | 14.7316 | 44.667 | 39.0198 | 35.2439
2025 | 181.6307 | 321.22 | 138.8793 | 245.6308 | 459.134 | 190.9596 | 206.7593 | 250.9409 | 180.7187 | 547.968 | 478.6883 | 432.365 | 15.1359 | 26.7683 | 11.5733 | 20.4692 | 38.2612 | 15.9133 | 17.2299 | 20.9117 | 15.0599 | 45.664 | 39.8907 | 36.0304
2026 | 178.5628 | 313.226 | 136.5277 | 239.505 | 445.4595 | 190.737 | 206.6615 | 252.211 | 184.7453 | 560.1986 | 489.3716 | 442.0138 | 14.8802 | 26.1022 | 11.3773 | 19.9587 | 37.1216 | 15.8948 | 17.2218 | 21.0176 | 15.3954 | 46.6832 | 40.781 | 36.8345
2027 | 176.0688 | 306.6879 | 134.6154 | 234.4936 | 434.2502 | 190.9798 | 207.0554 | 253.5002 | 188.8609 | 572.7016 | 500.2928 | 451.8773 | 14.6724 | 25.5573 | 11.2179 | 19.5411 | 36.1875 | 15.915 | 17.2546 | 21.125 | 15.7384 | 47.7251 | 41.6911 | 37.6564
2028 | 172.7268 | 299.1492 | 132.0521 | 228.7133 | 422.0357 | 191.36 | 207.5966 | 254.7394 | 193.0158 | 585.301 | 511.2992 | 461.8186 | 14.3939 | 24.9291 | 11.0043 | 19.0594 | 35.1696 | 15.9467 | 17.2997 | 21.2283 | 16.0847 | 48.7751 | 42.6083 | 38.4849
2029 | 170.7194 | 292.8324 | 130.5112 | 223.8679 | 410.5812 | 192.0199 | 208.4346 | 255.9991 | 197.2622 | 598.1776 | 522.5478 | 471.9786 | 14.2266 | 24.4027 | 10.8759 | 18.6557 | 34.2151 | 16.0017 | 17.3695 | 21.3333 | 16.4385 | 49.8481 | 43.5456 | 39.3315
2030 | 168.6337 | 287.4247 | 128.9095 | 219.7175 | 401.3336 | 192.5876 | 209.1789 | 257.2797 | 201.602 | 611.3375 | 534.0438 | 482.3621 | 14.0528 | 23.9521 | 10.7425 | 18.3098 | 33.4445 | 16.049 | 17.4316 | 21.44 | 16.8002 | 50.9448 | 44.5037 | 40.1968
2031 | 170.1933 | 290.065 | 130.1023 | 221.7368 | 405.0058 | 193.2709 | 210.048 | 258.5817 | 206.0372 | 624.787 | 545.7928 | 492.9741 | 14.1828 | 24.1721 | 10.8419 | 18.4781 | 33.7505 | 16.1059 | 17.504 | 21.5485 | 17.1698 | 52.0656 | 45.4827 | 41.0812
2032 | 170.4667 | 290.5307 | 131.2338 | 222.1081 | 405.6837 | 194.103 | 211.0767 | 259.9056 | 210.57 | 638.5323 | 557.8002 | 503.8195 | 14.2056 | 24.2109 | 10.9361 | 18.509 | 33.807 | 16.1753 | 17.5897 | 21.6588 | 17.5475 | 53.211 | 46.4834 | 41.985
2033 | 226.0622 | 385.2833 | 174.8529 | 294.7836 | 538.4266 | 236.6023 | 255.8778 | 353.0585 | 290.6337 | 652.58 | 570.0718 | 514.9035 | 18.8385 | 32.1069 | 14.5711 | 24.5653 | 44.8689 | 19.7169 | 21.3231 | 29.4215 | 24.2195 | 54.3817 | 47.506 | 42.9086
2034 | 226.6101 | 386.2168 | 176.328 | 295.5166 | 539.7651 | 237.5565 | 257.0416 | 354.5707 | 297.0276 | 666.9367 | 582.6134 | 526.2314 | 18.8842 | 32.1847 | 14.694 | 24.6264 | 44.9804 | 19.7964 | 21.4201 | 29.5476 | 24.7523 | 55.5781 | 48.5511 | 43.8526
2035 | 227.0375 | 386.9448 | 177.7835 | 296.0937 | 540.8187 | 239.0132 | 258.7368 | 356.1064 | 303.5622 | 681.6093 | 595.4309 | 537.8085 | 18.9198 | 32.2454 | 14.8153 | 24.6745 | 45.0682 | 19.9178 | 21.5614 | 29.6755 | 25.2969 | 56.8008 | 49.6192 | 44.8174
2036 | 227.3364 | 387.4538 | 179.2176 | 296.5046 | 541.5688 | 240.8036 | 260.7862 | 357.6661 | 310.2406 | 696.6047 | 608.5304 | 549.6403 | 18.9447 | 32.2878 | 14.9348 | 24.7087 | 45.1307 | 20.067 | 21.7322 | 29.8055 | 25.8534 | 58.0504 | 50.7109 | 45.8034
2037 | 227.4985 | 387.7297 | 179.6966 | 296.7386 | 541.9958 | 242.8938 | 263.1542 | 359.2503 | 317.0659 | 711.9301 | 621.9181 | 561.7324 | 18.9582 | 32.3108 | 14.9747 | 24.7282 | 45.1663 | 20.2412 | 21.9295 | 29.9375 | 26.4222 | 59.3275 | 51.8265 | 46.811
2038 | 227.5151 | 387.7575 | 180.0873 | 296.7843 | 542.079 | 245.3483 | 265.9087 | 360.8596 | 324.0413 | 727.5925 | 635.6003 | 574.0905 | 18.9596 | 32.3131 | 15.0073 | 24.732 | 45.1733 | 20.4457 | 22.1591 | 30.0716 | 27.0034 | 60.6327 | 52.9667 | 47.8409
2039 | 227.377 | 387.5215 | 180.3843 | 296.6299 | 541.7965 | 247.8006 | 268.6648 | 362.4945 | 331.1702 | 743.5996 | 649.5835 | 586.7205 | 18.9481 | 32.2935 | 15.032 | 24.7192 | 45.1497 | 20.6501 | 22.3887 | 30.2079 | 27.5975 | 61.9666 | 54.132 | 48.8934
2040 | 227.0742 | 387.0051 | 180.5815 | 296.2625 | 541.1251 | 250.2517 | 271.4235 | 364.1555 | 338.456 | 759.9587 | 663.8743 | 599.6283 | 18.9229 | 32.2504 | 15.0485 | 24.6885 | 45.0938 | 20.8543 | 22.6186 | 30.3463 | 28.2047 | 63.3299 | 55.3229 | 49.969
2041 | 226.5966 | 386.1905 | 180.6729 | 295.669 | 540.0405 | 252.7028 | 274.1863 | 365.8432 | 345.902 | 776.6778 | 678.4795 | 612.8202 | 18.883 | 32.1825 | 15.0561 | 24.6391 | 45.0034 | 21.0586 | 22.8489 | 30.4869 | 28.8252 | 64.7232 | 56.54 | 51.0683
2042 | 225.9331 | 385.0593 | 180.6519 | 294.8351 | 538.5169 | 255.1552 | 276.9546 | 367.5582 | 353.5118 | 793.7647 | 693.4061 | 626.3022 | 18.8278 | 32.0883 | 15.0543 | 24.5696 | 44.8764 | 21.2629 | 23.0795 | 30.6298 | 29.4593 | 66.1471 | 57.7838 | 52.1919
2043 | 225.0724 | 383.5918 | 180.5116 | 293.746 | 536.5271 | 257.6101 | 279.7298 | 369.301 | 361.2891 | 811.2276 | 708.661 | 640.0809 | 18.756 | 31.966 | 15.0426 | 24.4788 | 44.7106 | 21.4675 | 23.3108 | 30.7751 | 30.1074 | 67.6023 | 59.0551 | 53.3401
2044 | 224.0022 | 381.7673 | 180.2448 | 292.3859 | 534.0424 | 260.0691 | 282.5136 | 371.0722 | 369.2375 | 829.0746 | 724.2516 | 654.1626 | 18.6668 | 31.8139 | 15.0204 | 24.3655 | 44.5035 | 21.6724 | 23.5428 | 30.9227 | 30.7698 | 69.0895 | 60.3543 | 54.5136
2045 | 222.7096 | 379.5638 | 179.8438 | 290.7382 | 531.0324 | 262.5336 | 285.3076 | 372.8725 | 377.3607 | 847.3142 | 740.1851 | 668.5542 | 18.5591 | 31.6303 | 14.987 | 24.2282 | 44.2527 | 21.8778 | 23.7756 | 31.0727 | 31.4467 | 70.6095 | 61.6821 | 55.7129
| Levelized Fixed Cost $/kWh | [11 empty] | $/MWh (include losses)
2023 | 48.6017 | 43.6298 | 37.1675 | 33.3682 | 31.4686 | 48.4683 | 52.389 | 2.4821 | 43.1895 | 61.6139 | 28.5943 | 17.2183 | 203.5084 | 187.6691 | 167.0822 | 154.9786 | 148.9268 | 257.8959 | 287.1199 | 183.1203 | 132.9307 | 265.4149 | 152.3342 | 113.3752
2024 | 46.642 | 41.367 | 35.6658 | 31.6344 | 29.6186 | 47.8376 | 51.7592 | 2.4969 | 44.1948 | 63.0593 | 29.2649 | 17.6219 | 196.0665 | 179.2617 | 161.0993 | 148.2563 | 141.8348 | 253.748 | 282.7495 | 179.1808 | 132.3593 | 269.0666 | 153.3323 | 113.4592
2025 | 45.4077 | 40.1525 | 34.7198 | 30.7039 | 28.6959 | 47.7399 | 51.6898 | 2.5094 | 45.1797 | 64.4668 | 29.918 | 18.0152 | 191.6069 | 174.8654 | 157.5583 | 144.7646 | 138.3677 | 252.6266 | 281.676 | 177.4924 | 132.8224 | 273.3271 | 155.0092 | 114.2462
2026 | 44.6407 | 39.1532 | 34.1319 | 29.9381 | 27.8412 | 47.6843 | 51.6654 | 2.5221 | 46.1863 | 65.9057 | 30.5857 | 18.4172 | 189.4607 | 171.9792 | 155.9826 | 142.6223 | 135.9421 | 252.8251 | 282.021 | 178.5919 | 134.6056 | 278.602 | 157.6431 | 115.9702
2027 | 44.0172 | 38.336 | 33.6538 | 29.3117 | 27.1406 | 47.7449 | 51.7638 | 2.535 | 47.2152 | 67.3767 | 31.2683 | 18.8282 | 188.1298 | 170.031 | 155.115 | 141.2821 | 134.3657 | 253.9809 | 283.4051 | 180.9035 | 136.979 | 284.3809 | 160.7222 | 118.1191
2028 | 43.1817 | 37.3937 | 33.013 | 28.5892 | 26.3772 | 47.84 | 51.8991 | 2.5474 | 48.254 | 68.8589 | 31.9562 | 19.2424 | 186.6197 | 168.1805 | 154.225 | 140.1318 | 133.0852 | 255.9663 | 285.6828 | 184.8879 | 140.1456 | 290.7447 | 164.3654 | 120.8252
2029 | 42.6798 | 36.6041 | 32.6278 | 27.9835 | 25.6613 | 48.005 | 52.1086 | 2.56 | 49.3155 | 70.3738 | 32.6592 | 19.6658 | 186.2942 | 166.9384 | 154.2711 | 139.4756 | 132.0778 | 258.3959 | 288.4463 | 189.2852 | 143.5329 | 297.3545 | 168.1949 | 123.6968
2030 | 42.1584 | 35.9281 | 32.2274 | 27.4647 | 25.0833 | 48.1469 | 52.2947 | 2.5728 | 50.4005 | 71.9221 | 33.3777 | 20.0984 | 186.0167 | 166.1686 | 154.3791 | 139.2065 | 131.6202 | 260.8897 | 291.2792 | 194.0569 | 147.1237 | 304.2002 | 172.1991 | 126.722
2031 | 42.5483 | 36.2581 | 32.5256 | 27.7171 | 25.3129 | 48.3177 | 52.512 | 2.5858 | 51.5093 | 73.5043 | 34.112 | 20.5406 | 188.2252 | 168.1863 | 156.2954 | 140.9769 | 133.3177 | 262.9122 | 293.6147 | 197.42 | 150.092 | 310.7042 | 175.7991 | 129.3215
2032 | 42.6167 | 36.3163 | 32.8084 | 27.7635 | 25.3552 | 48.5258 | 52.7692 | 2.5991 | 52.6425 | 75.1214 | 34.8625 | 20.9925 | 189.7667 | 169.6955 | 158.5203 | 142.4485 | 134.7764 | 265.5809 | 296.6486 | 201.9926 | 153.6522 | 317.7209 | 179.8479 | 132.3478
2033 | 56.5155 | 48.1604 | 43.7132 | 36.848 | 33.6517 | 59.1506 | 63.9694 | 3.5306 | 72.6584 | 76.7741 | 35.6295 | 21.4543 | 235.6072 | 208.99 | 194.8224 | 172.9516 | 162.769 | 309.3545 | 344.788 | 214.2648 | 177.4905 | 325.1225 | 184.2163 | 135.6712
2034 | 56.6525 | 48.2771 | 44.082 | 36.9396 | 33.7353 | 59.3891 | 64.2604 | 3.5457 | 74.2569 | 78.4631 | 36.4133 | 21.9263 | 237.6243 | 210.9424 | 197.578 | 174.8242 | 164.6163 | 312.5027 | 348.3449 | 219.7199 | 181.9567 | 332.6692 | 188.663 | 139.0499
2035 | 56.7594 | 48.3681 | 44.4459 | 37.0117 | 33.8012 | 59.7533 | 64.6842 | 3.5611 | 75.8906 | 80.1893 | 37.2144 | 22.4087 | 239.6262 | 212.8939 | 200.3987 | 176.7155 | 166.4876 | 316.2559 | 352.5661 | 225.45 | 186.5933 | 340.4325 | 193.2582 | 142.5536
2036 | 56.8341 | 48.4317 | 44.8044 | 37.0631 | 33.8481 | 60.2009 | 65.1966 | 3.5767 | 77.5601 | 81.9535 | 38.0332 | 22.9017 | 241.5151 | 214.7474 | 203.1918 | 178.53 | 168.2878 | 320.3206 | 357.1334 | 231.1457 | 191.2579 | 348.3147 | 197.9026 | 146.0825
2037 | 56.8746 | 48.4662 | 44.9241 | 37.0923 | 33.8747 | 60.7235 | 65.7885 | 3.5925 | 79.2665 | 83.7565 | 38.8699 | 23.4055 | 243.3755 | 216.5886 | 205.3045 | 180.3545 | 170.1041 | 324.7913 | 362.1467 | 237.115 | 196.0942 | 356.4188 | 202.6976 | 149.7374
2038 | 56.8788 | 48.4697 | 45.0218 | 37.098 | 33.8799 | 61.3371 | 66.4772 | 3.6086 | 81.0103 | 85.5991 | 39.725 | 23.9204 | 245.0704 | 218.2813 | 207.2973 | 182.0543 | 171.8023 | 329.5489 | 367.4809 | 242.9184 | 200.8994 | 364.6047 | 207.5016 | 153.3763
2039 | 56.8442 | 48.4402 | 45.0961 | 37.0787 | 33.8623 | 61.9502 | 67.1662 | 3.6249 | 82.7926 | 87.4823 | 40.599 | 24.4467 | 246.8323 | 220.0593 | 209.4058 | 183.8648 | 173.618 | 334.5711 | 373.1017 | 249.367 | 206.0507 | 373.1393 | 212.5799 | 157.2639
2040 | 56.7686 | 48.3756 | 45.1454 | 37.0328 | 33.8203 | 62.5629 | 67.8559 | 3.6416 | 84.614 | 89.4069 | 41.4921 | 24.9845 | 248.4957 | 221.7582 | 211.4675 | 185.623 | 175.3889 | 339.6377 | 378.774 | 255.9276 | 211.3017 | 381.8522 | 217.7605 | 161.2275
2041 | 56.6491 | 48.2738 | 45.1682 | 36.9586 | 33.7525 | 63.1757 | 68.5466 | 3.6584 | 86.4755 | 91.3739 | 42.405 | 25.5342 | 249.9265 | 223.245 | 213.3514 | 187.1979 | 176.9841 | 344.5735 | 384.3107 | 262.1747 | 216.4564 | 390.608 | 222.9064 | 165.1297
2042 | 56.4833 | 48.1324 | 45.163 | 36.8544 | 33.6573 | 63.7888 | 69.2386 | 3.6756 | 88.378 | 93.3841 | 43.3379 | 26.0959 | 251.3525 | 224.7489 | 215.2891 | 188.8202 | 178.6352 | 349.7112 | 390.0674 | 268.9079 | 221.8864 | 399.6702 | 228.2791 | 169.2313
2043 | 56.2681 | 47.949 | 45.1279 | 36.7182 | 33.5329 | 64.4025 | 69.9325 | 3.693 | 90.3223 | 95.4385 | 44.2913 | 26.67 | 252.5996 | 226.0971 | 217.11 | 190.3191 | 180.1716 | 354.8209 | 395.7985 | 275.5693 | 227.3344 | 408.8604 | 233.6987 | 173.3519
2044 | 56.0005 | 47.7209 | 45.0612 | 36.5482 | 33.3777 | 65.0173 | 70.6284 | 3.7107 | 92.3094 | 97.5382 | 45.2657 | 27.2568 | 253.7407 | 227.3641 | 218.891 | 191.771 | 181.6704 | 360.0198 | 401.6296 | 282.4387 | 232.9309 | 418.2731 | 239.2578 | 177.5833
2045 | 55.6774 | 47.4455 | 44.961 | 36.3423 | 33.1895 | 65.6334 | 71.3269 | 3.7287 | 94.3402 | 99.684 | 46.2616 | 27.8564 | 254.2361 | 228.0115 | 220.0965 | 192.6397 | 182.5959 | 364.5676 | 406.7694 | 287.7267 | 237.8477 | 427.3293 | 244.3757 | 181.3444

## Upgrade Summary
|  |  | 2023 | 2024 | 2025 | 2026 | 2027 | 2028 | 2029 | 2030 | 2031 | 2032 | 2033 | 2034 | 2035 | 2036 | 2037 | 2038 | 2039 | 2040 | 2041 | 2042 | 2043 | 2044 | 2045
-30.7892 | Rathdrum CT 2055 Uprates two unit operation | $/MWh | -33.0878 | -31.3308 | -30.7892 | -30.9714 | -31.6659 | -32.6546 | -33.7778 | -34.9435 | -36.9471 | -38.0479 | -39.1761 | -40.2792 | -41.4709 | -42.685 | -42.0803 | -43.2626 | -44.5273 | -45.7906 | -46.9605 | -48.1586 | -49.4132 | -50.6215 | -51.8713
116.4267 |  | Fixed Cost $/kW-yr | 111.2769 | 113.8851 | 116.4267 | 119.0248 | 121.2577 | 123.4765 | 125.7166 | 127.9766 | 123.2464 | 125.3873 | 127.5398 | 129.7016 | 131.8704 | 134.0437 | 151.2623 | 154.5901 | 157.9911 | 161.4669 | 165.0192 | 168.6496 | 172.3599 | 176.1518 | 180.0271
-45.3425 |  | Variable Cost $/MWh | -46.9974 | -45.5664 | -45.3425 | -45.8495 | -46.8231 | -48.0892 | -49.4924 | -50.9406 | -52.3529 | -53.7213 | -55.1185 | -56.4919 | -57.9547 | -59.4405 | -60.9881 | -62.5864 | -64.2761 | -65.974 | -67.5879 | -69.2398 | -70.9582 | -72.6404 | -74.3747
59.8411 | Rathdrum CT: Inlet Evaporation 2 unit operation | $/MWh | 60.696 | 59.6926 | 59.8411 | 60.6925 | 61.9859 | 63.5639 | 65.2799 | 67.0466 | 68.6283 | 68.3621 | 67.9594 | 67.3579 | 66.6526 | 65.7665 | 65.0621 | 63.8589 | 62.4948 | 60.8728 | 58.8866 | 56.6318 | 54.1141 | 51.213 | 47.9879
26.9812 |  | Fixed Cost $/kW-yr | 25.7961 | 26.3936 | 26.9812 | 27.5817 | 28.1189 | 28.6563 | 29.2005 | 29.7514 | 29.0409 | 29.5766 | 30.1176 | 30.6637 | 31.2144 | 31.7695 | 35.0499 | 35.821 | 36.6091 | 37.4145 | 38.2376 | 39.0788 | 39.9385 | 40.8172 | 41.7152
56.4684 |  | Variable Cost $/MWh | 57.4715 | 56.3934 | 56.4684 | 57.2448 | 58.4711 | 59.9819 | 61.6299 | 63.3276 | 64.9982 | 64.665 | 64.1947 | 63.5249 | 62.7508 | 61.7953 | 60.6809 | 59.3813 | 57.9187 | 56.196 | 54.1069 | 51.7469 | 49.1218 | 46.1109 | 42.7735
194.9388 | Wood Biomass | $/MWh | 186.1801 | 190.5928 | 194.9388 | 199.3829 | 203.929 | 208.5276 | 213.2305 | 218.0393 | 222.9568 | 227.985 | 233.1268 | 238.3856 | 243.7633 | 249.2623 | 254.8861 | 260.6372 | 266.518 | 272.5325 | 278.6822 | 284.9712 | 291.4027 | 297.9797 | 304.7056
677.9472 |  | Fixed Cost $/kW-yr | 647.9537 | 663.1467 | 677.9472 | 693.0771 | 708.5439 | 724.1318 | 740.0627 | 756.3441 | 772.9837 | 789.9893 | 807.3691 | 825.1312 | 843.2841 | 861.8364 | 880.7968 | 900.1743 | 919.9781 | 940.2176 | 960.9024 | 982.0423 | 1003.6472 | 1025.7275 | 1048.2935
40.1564 |  | Variable Cost $/MWh | 38.2455 | 39.1895 | 40.1564 | 41.1462 | 42.161 | 43.2007 | 44.2664 | 45.358 | 46.4765 | 47.6221 | 48.796 | 49.9994 | 51.2327 | 52.4961 | 53.791 | 55.1179 | 56.4773 | 57.8709 | 59.298 | 60.7606 | 62.2595 | 63.7953 | 65.3692
Green = Wood
Red = Natural Gas

## Fuel Gen Summary
| State |  |  | 2023 | 2024 | 2025 | 2026 | 2027 | 2028 | 2029 | 2030 | 2031 | 2032 | 2033 | 2034 | 2035 | 2036 | 2037 | 2038 | 2039 | 2040 | 2041 | 2042 | 2043 | 2044 | 2045
59.8535 | Idaho | 7F.04 CT Frame Greenfield | $/MWh | 60.3072 | 59.573 | 59.8535 | 60.7608 | 62.0722 | 63.6368 | 65.3281 | 67.0686 | 68.7901 | 68.7396 | 68.5729 | 68.2348 | 67.8097 | 67.2296 | 66.5143 | 65.6408 | 64.6289 | 63.3926 | 61.8377 | 60.0491 | 58.0321 | 55.6796 | 53.0446
106.5042 |  |  | Fixed Cost $/kW-yr | 101.7933 | 104.1792 | 106.5042 | 108.8809 | 111.3104 | 113.7593 | 116.262 | 118.8197 | 121.4338 | 124.1053 | 126.8356 | 129.626 | 132.4778 | 135.3923 | 138.3709 | 141.4151 | 144.5262 | 147.7058 | 150.9553 | 154.2763 | 157.6704 | 161.1392 | 164.6842
47.3195 |  |  | Variable Cost $/MWh | 48.3276 | 47.3126 | 47.3195 | 47.9471 | 48.9725 | 50.2489 | 51.6457 | 53.0852 | 54.4991 | 54.1342 | 53.6461 | 52.9796 | 52.219 | 51.2958 | 50.23 | 48.9983 | 47.6203 | 46.0098 | 44.0724 | 41.893 | 39.4765 | 36.7158 | 33.6636
61.7142 |  | Reciprocating Engine (ICE) Machine | $/MWh | 61.5197 | 61.205 | 61.7142 | 62.7409 | 64.1035 | 65.6761 | 67.3586 | 69.0879 | 70.8085 | 71.0906 | 71.2849 | 71.3468 | 71.3451 | 71.2245 | 71.0015 | 70.6573 | 70.2084 | 69.5846 | 68.7094 | 67.6522 | 66.4175 | 64.9183 | 63.1978
159.4357 |  |  | Fixed Cost $/kW-yr | 152.3785 | 155.9544 | 159.4357 | 162.9946 | 166.6327 | 170.2986 | 174.0452 | 177.8742 | 181.7874 | 185.7867 | 189.874 | 194.0513 | 198.3204 | 202.6835 | 207.1425 | 211.6996 | 216.357 | 221.1169 | 225.9814 | 230.953 | 236.034 | 241.2268 | 246.5337
42.9509 |  |  | Variable Cost $/MWh | 43.5869 | 42.8514 | 42.9509 | 43.5588 | 44.4932 | 45.6344 | 46.876 | 48.1546 | 49.4147 | 49.2261 | 48.9395 | 48.5097 | 48.0056 | 47.3716 | 46.6238 | 45.7433 | 44.7462 | 43.5623 | 42.1145 | 40.4723 | 38.6397 | 36.5293 | 34.1842
58.0863 |  | NG CCCT (1x1 w/DF) | $/MWh | 57.6331 | 57.517 | 58.0863 | 59.0898 | 60.3761 | 61.8396 | 63.3979 | 64.9986 | 66.5957 | 66.9985 | 67.332 | 67.5589 | 67.7367 | 67.8195 | 67.8209 | 67.7256 | 67.5473 | 67.2277 | 66.7031 | 66.0315 | 65.2167 | 64.1862 | 62.9763
191.7647 |  |  | Fixed Cost $/kW-yr | 183.3233 | 187.5854 | 191.7647 | 196.0363 | 200.4022 | 204.811 | 209.3169 | 213.9218 | 218.6281 | 223.4379 | 228.3536 | 233.3773 | 238.5116 | 243.7589 | 249.1216 | 254.6023 | 260.2035 | 265.928 | 271.7784 | 277.7575 | 283.8682 | 290.1133 | 296.4958
35.5183 |  |  | Variable Cost $/MWh | 36.0586 | 35.4408 | 35.5183 | 36.0191 | 36.7916 | 37.7362 | 38.7643 | 39.8231 | 40.8663 | 40.7031 | 40.458 | 40.0937 | 39.6673 | 39.1325 | 38.5028 | 37.7626 | 36.925 | 35.9317 | 34.7186 | 33.3434 | 31.8094 | 30.044 | 28.0829
259.5206 |  | Hydrogen Fuel Cell with 40 hrs Storage | $/MWh | 270.8417 | 265.1601 | 259.5206 | 254.2287 | 249.5226 | 245.4462 | 242.1149 | 239.621 | 238.0637 | 237.5583 | 238.238 | 239.1082 | 240.195 | 241.5267 | 243.1338 | 245.0494 | 247.3096 | 249.953 | 253.0218 | 256.5611 | 260.62 | 265.2513 | 270.5119
1020.8418 |  |  | Fixed Cost $/kW-yr | 975.9409 | 998.5996 | 1020.8418 | 1043.5744 | 1066.8078 | 1090.2775 | 1114.2636 | 1138.7774 | 1163.8306 | 1189.4348 | 1215.6024 | 1242.3456 | 1269.6772 | 1297.6101 | 1326.1576 | 1355.333 | 1385.1504 | 1415.6237 | 1446.7674 | 1478.5963 | 1511.1254 | 1544.3701 | 1578.3463
139.382 |  |  | Variable Cost $/MWh | 155.9873 | 147.6391 | 139.382 | 131.4147 | 123.9745 | 117.136 | 110.9819 | 105.603 | 101.0974 | 97.5787 | 95.1788 | 92.9017 | 90.772 | 88.8164 | 87.0638 | 85.546 | 84.297 | 83.3542 | 82.7578 | 82.5513 | 82.782 | 83.5008 | 84.7629
273.6152 |  | 7F.04 CT Frame Greenfield + amonia + storage | $/MWh | 302.3307 | 287.8803 | 273.6152 | 259.9041 | 247.164 | 235.5211 | 225.1241 | 216.1317 | 208.7149 | 203.0719 | 199.4323 | 196.0349 | 192.923 | 190.1437 | 187.7481 | 185.7915 | 184.334 | 183.4407 | 183.1817 | 183.6333 | 184.8774 | 187.0028 | 190.1051
134.5084 |  |  | Fixed Cost $/kW-yr | 128.576 | 131.575 | 134.5084 | 137.5068 | 140.5715 | 143.6641 | 146.8247 | 150.0548 | 153.356 | 156.7299 | 160.1779 | 163.7018 | 167.3033 | 170.9839 | 174.7456 | 178.59 | 182.519 | 186.5344 | 190.6381 | 194.8322 | 199.1185 | 203.4991 | 207.9761
257.7854 |  |  | Variable Cost $/MWh | 287.1991 | 272.3958 | 257.7854 | 243.7216 | 230.6207 | 218.6138 | 207.8449 | 198.4724 | 190.6671 | 184.627 | 180.5816 | 176.7695 | 173.2338 | 170.0213 | 167.183 | 164.774 | 162.8541 | 161.4882 | 160.7463 | 160.7043 | 161.444 | 163.0538 | 165.6293
| Washington | 7F.04 CT Frame Greenfield | $/MWh | 62.3143 | 61.5447 | 61.8288 | 62.7637 | 64.1181 | 65.7354 | 67.4841 | 69.2837 | 71.0634 | 71.0027 | 70.8211 | 70.4613 | 70.011 | 69.3995 | 68.6474 | 67.7309 | 66.6704 | 65.3766 | 63.7517 | 61.8839 | 59.7786 | 57.3248 | 54.5773
|  |  | Fixed Cost $/kW-yr | 104.268 | 106.7122 | 109.0937 | 111.5282 | 114.0169 | 116.5253 | 119.0888 | 121.7088 | 124.3864 | 127.1229 | 129.9196 | 132.7778 | 135.6989 | 138.6843 | 141.7354 | 144.8535 | 148.0403 | 151.2972 | 154.6257 | 158.0275 | 161.5041 | 165.0572 | 168.6885
|  |  | Variable Cost $/MWh | 50.0434 | 48.9862 | 48.99 | 49.6384 | 50.6999 | 52.022 | 53.469 | 54.9603 | 56.4249 | 56.0422 | 55.5314 | 54.8352 | 54.0412 | 53.0783 | 51.9672 | 50.6837 | 49.2481 | 47.5711 | 45.5544 | 43.2863 | 40.7719 | 37.8999 | 34.7251
|  | Reciprocating Engine (ICE) Machine | $/MWh | 63.3651 | 63.0264 | 63.5433 | 64.5974 | 66 | 67.6207 | 69.3551 | 71.1378 | 72.9113 | 73.1905 | 73.3783 | 73.4281 | 73.4117 | 73.2715 | 73.0246 | 72.6515 | 72.1692 | 71.505 | 70.5794 | 69.4644 | 68.1647 | 66.5898 | 64.7848
|  |  | Fixed Cost $/kW-yr | 156.1659 | 159.8309 | 163.3987 | 167.0461 | 170.7747 | 174.5317 | 178.3714 | 182.2956 | 186.3061 | 190.4048 | 194.5938 | 198.8748 | 203.2501 | 207.7216 | 212.2914 | 216.9619 | 221.735 | 226.6132 | 231.5987 | 236.6938 | 241.9011 | 247.2229 | 252.6618
|  |  | Variable Cost $/MWh | 44.9866 | 44.2165 | 44.3136 | 44.9385 | 45.9023 | 47.0808 | 48.3633 | 49.6842 | 50.9857 | 50.7825 | 50.4773 | 50.0234 | 49.4921 | 48.8256 | 48.0409 | 47.1181 | 46.0741 | 44.8359 | 43.3235 | 41.6089 | 39.6964 | 37.4952 | 35.0501
|  | NG CCCT (1x1 w/DF) | $/MWh | 59.2443 | 59.1099 | 59.6874 | 60.7154 | 62.0368 | 63.5421 | 65.1455 | 66.7926 | 68.4356 | 68.838 | 69.1679 | 69.3869 | 69.5546 | 69.6231 | 69.6068 | 69.4897 | 69.2859 | 68.935 | 68.3708 | 67.6535 | 66.787 | 65.6961 | 64.4184
|  |  | Fixed Cost $/kW-yr | 187.1099 | 191.4611 | 195.727 | 200.0871 | 204.5434 | 209.0434 | 213.6423 | 218.3424 | 223.146 | 228.0552 | 233.0724 | 238.2 | 243.4404 | 248.7961 | 254.2696 | 259.8635 | 265.5805 | 271.4233 | 277.3946 | 283.4973 | 289.7342 | 296.1084 | 302.6228
|  |  | Variable Cost $/MWh | 37.2242 | 36.5776 | 36.6531 | 37.168 | 37.965 | 38.9406 | 40.0028 | 41.0968 | 42.1745 | 41.9991 | 41.7386 | 41.3541 | 40.9051 | 40.3433 | 39.6829 | 38.9074 | 38.0308 | 36.9923 | 35.7254 | 34.2899 | 32.6893 | 30.8483 | 28.804
|  | Hydrogen Fuel Cell with 40 hrs Storage | $/MWh | 273.1439 | 267.5164 | 261.9295 | 256.6914 | 252.0403 | 248.0194 | 244.7447 | 242.3085 | 240.8104 | 240.3655 | 241.1069 | 242.0402 | 243.1916 | 244.5891 | 246.2636 | 248.2481 | 250.5786 | 253.294 | 256.4362 | 260.0507 | 264.1864 | 268.8961 | 274.2369
|  |  | Fixed Cost $/kW-yr | 995.5028 | 1018.6216 | 1041.311 | 1064.5007 | 1088.2014 | 1112.1419 | 1136.609 | 1161.6144 | 1187.1699 | 1213.2877 | 1239.98 | 1267.2595 | 1295.1393 | 1323.6323 | 1352.7522 | 1382.5128 | 1412.9281 | 1444.0125 | 1475.7807 | 1508.2479 | 1541.4294 | 1575.3408 | 1609.9983
|  |  | Variable Cost $/MWh | 155.9873 | 147.6391 | 139.382 | 131.4147 | 123.9745 | 117.136 | 110.9819 | 105.603 | 101.0974 | 97.5787 | 95.1788 | 92.9017 | 90.772 | 88.8164 | 87.0638 | 85.546 | 84.297 | 83.3542 | 82.7578 | 82.5513 | 82.782 | 83.5008 | 84.7629
|  | 7F.04 CT Frame Greenfield + amonia + storage | $/MWh | 302.6653 | 288.2228 | 273.9653 | 260.2621 | 247.5299 | 235.895 | 225.5063 | 216.5223 | 209.1141 | 203.4799 | 199.8492 | 196.461 | 193.3585 | 190.5888 | 188.203 | 186.2564 | 184.8091 | 183.9262 | 183.678 | 184.1405 | 185.3957 | 187.5325 | 190.6465
|  |  | Fixed Cost $/kW-yr | 131.4191 | 134.4849 | 137.4833 | 140.5481 | 143.6808 | 146.8418 | 150.0723 | 153.3739 | 156.7481 | 160.1966 | 163.7209 | 167.3228 | 171.0039 | 174.7659 | 178.6108 | 182.5402 | 186.5561 | 190.6603 | 194.8549 | 199.1417 | 203.5228 | 208.0003 | 212.5763
|  |  | Variable Cost $/MWh | 287.1991 | 272.3958 | 257.7854 | 243.7216 | 230.6207 | 218.6138 | 207.8449 | 198.4724 | 190.6671 | 184.627 | 180.5816 | 176.7695 | 173.2338 | 170.0213 | 167.183 | 164.774 | 162.8541 | 161.4882 | 160.7463 | 160.7043 | 161.444 | 163.0538 | 165.6293