## Scenario List
1- Preferred Resource Strategy
2- Alternative Lowest Reasonable Cost Portfolio
3- No CETA/NCF no SCGHG
4- No Resource Additons
5- Least Cost_no NCF EE

## Summary Data
6.58% |  | Rev. Req. |  |  | Optmized Cost |  |  | Rates |  | Stdev |  | 95th V@R |  | System GHG MMT |  | Winter Capacity MW |  | New Energy (aMW) |  | New Dispatch GWh |  | Sales GWh
Scenario | Year | WA | ID | Total | WA | ID | Total | WA | ID | WA | ID | WA | ID | Net | Gross | WA | ID | WA | ID | WA | ID | WA | ID
1- Preferred Resource Strategy | 2023 | 633.4546 | 309.3646 | 942.8192 | 423.5772 | 128.3994 | 551.9767 | 0.11082 | 0.099451 | 22.7938 | 12.8618 | 161.4986 | 101.7493 | 2.4959 | 2.8794 | 0 | 0 | 0 | 0 | 0 | 0 | 5716.1693 | 3496.566
1- Preferred Resource Strategy | 2024 | 655.2502 | 316.856 | 972.1062 | 439.4721 | 131.6325 | 571.1045 | 0.11387 | 0.10154 | 19.5746 | 11.1964 | 156.3101 | 101.6566 | 2.4447 | 2.9633 | 0.010438 | 0 | 0.1148 | 0 | 0.98437 | 0 | 5754.3742 | 3508.223
1- Preferred Resource Strategy | 2025 | 667.0723 | 319.2613 | 986.3336 | 421.7391 | 126.6424 | 548.3815 | 0.1155 | 0.10203 | 15.8667 | 9.1673 | 138.8611 | 91.0211 | 2.3033 | 2.7021 | 0.45453 | 0 | 0.55893 | 0 | 1.9625 | 0 | 5775.4295 | 3520.014
1- Preferred Resource Strategy | 2026 | 666.0362 | 324.7396 | 990.7758 | 309.5479 | 124.3592 | 433.9071 | 0.11486 | 0.10338 | 13.9717 | 8.4765 | 151.139 | 97.74 | 1.4182 | 1.482 | 1.4302 | 0 | 1.5863 | 0 | 2.9407 | 0 | 5798.4352 | 3533.723
1- Preferred Resource Strategy | 2027 | 706.6351 | 351.5185 | 1058.1536 | 267.3403 | 133.9757 | 401.316 | 0.12131 | 0.11114 | 11.2549 | 7.6787 | 137.5381 | 94.1749 | 1.131 | 1.1294 | 52.0579 | 182.8263 | 44.932 | 172.4546 | 513.5853 | 465.7894 | 5825.2565 | 3554.087
1- Preferred Resource Strategy | 2028 | 735.455 | 360.3754 | 1095.8304 | 275.4541 | 134.2502 | 409.7043 | 0.1257 | 0.1132 | 13.2423 | 9.3512 | 151.2002 | 102.1227 | 1.1742 | 1.1631 | 51.1402 | 182.8263 | 44.159 | 172.4829 | 511.9125 | 515.0859 | 5850.7639 | 3573.197
1- Preferred Resource Strategy | 2029 | 761.6403 | 370.3367 | 1131.977 | 277.7682 | 135.2632 | 413.0314 | 0.12956 | 0.1155 | 14.6146 | 10.3332 | 146.7402 | 102.4696 | 1.1579 | 1.1324 | 69.1512 | 182.8263 | 62.3072 | 172.4546 | 503.8774 | 498.0071 | 5878.6778 | 3593.843
1- Preferred Resource Strategy | 2030 | 788.1173 | 383.0931 | 1171.2104 | 281.015 | 138.8998 | 419.9148 | 0.13352 | 0.11891 | 12.6811 | 11.6832 | 128.4126 | 109.9275 | 1.1389 | 1.1809 | 77.0351 | 182.8263 | 76.8802 | 172.4546 | 1011.0927 | 518.4602 | 5902.5192 | 3613.019
1- Preferred Resource Strategy | 2031 | 826.3697 | 397.4019 | 1223.7715 | 288.5417 | 143.6407 | 432.1825 | 0.13918 | 0.12246 | 11.3147 | 10.4388 | 128.7176 | 110.3259 | 1.0339 | 1.0502 | 92.9371 | 182.8263 | 92.8393 | 172.4546 | 1167.6314 | 436.6036 | 5937.3449 | 3636.275
1- Preferred Resource Strategy | 2032 | 888.0782 | 410.6091 | 1298.6873 | 322.3181 | 146.9395 | 469.2576 | 0.14867 | 0.12563 | 10.411 | 11.673 | 96.5526 | 117.0246 | 0.98157 | 0.9754 | 278.3753 | 182.8263 | 268.6903 | 172.4829 | 1285.658 | 390.6993 | 5973.5676 | 3660.306
1- Preferred Resource Strategy | 2033 | 910.2532 | 421.3516 | 1331.6048 | 318.5195 | 147.3073 | 465.8268 | 0.15143 | 0.12786 | 11.3928 | 11.2925 | 94.9156 | 116.4263 | 0.97863 | 0.96387 | 275.4225 | 182.8263 | 265.9116 | 172.4546 | 1262.8725 | 395.505 | 6011.2148 | 3685.833
1- Preferred Resource Strategy | 2034 | 920.8397 | 425.1211 | 1345.9608 | 302.3751 | 140.3271 | 442.7022 | 0.1522 | 0.12793 | 10.7745 | 13.1683 | 79.3131 | 113.2708 | 1.0319 | 0.94922 | 272.5391 | 182.8263 | 263.154 | 172.4546 | 1262.4294 | 399.4163 | 6050.3559 | 3712.537
1- Preferred Resource Strategy | 2035 | 953.1778 | 441.2003 | 1394.3781 | 309.0176 | 145.3564 | 454.374 | 0.15648 | 0.13174 | 10.9996 | 13.9998 | 82.8838 | 119.908 | 1.0501 | 0.95852 | 269.8804 | 182.8263 | 260.6195 | 172.4546 | 1246.1051 | 414.7414 | 6091.2944 | 3740.444
1- Preferred Resource Strategy | 2036 | 981.9976 | 455.0935 | 1437.0912 | 310.4212 | 147.74 | 458.1611 | 0.16008 | 0.13474 | 10.9839 | 14.1267 | 81.9415 | 119.8347 | 1.0592 | 0.94969 | 270.46 | 184.5128 | 261.1398 | 174.0741 | 1234.5398 | 416.9407 | 6134.3045 | 3769.693
1- Preferred Resource Strategy | 2037 | 1012.5775 | 471.1647 | 1483.7422 | 313.2639 | 151.7928 | 465.0566 | 0.16385 | 0.13822 | 13.1354 | 15.1863 | 84.7631 | 125.1307 | 1.0372 | 0.93097 | 267.9982 | 184.5128 | 258.7981 | 174.0455 | 1235.0417 | 414.4205 | 6179.756 | 3800.582
1- Preferred Resource Strategy | 2038 | 1056.6923 | 492.2937 | 1548.9861 | 327.3542 | 160.4526 | 487.8068 | 0.16967 | 0.14302 | 14.6509 | 17.438 | 92.931 | 131.8136 | 1.0419 | 0.90493 | 324.3666 | 215.2363 | 311.9548 | 203.0261 | 1200.1479 | 413.1229 | 6227.9106 | 3833.188
1- Preferred Resource Strategy | 2039 | 1099.9656 | 514.1655 | 1614.1311 | 340.7803 | 169.4311 | 510.2113 | 0.17517 | 0.14793 | 13.7699 | 17.5278 | 102.0827 | 138.8968 | 1.049 | 0.89663 | 322.1203 | 215.2363 | 309.8265 | 203.0261 | 1193.692 | 414.0842 | 6279.3176 | 3867.441
1- Preferred Resource Strategy | 2040 | 1133.1338 | 529.7604 | 1662.8942 | 343.4532 | 171.6718 | 515.125 | 0.17888 | 0.15089 | 16.2478 | 19.9778 | 103.7529 | 150.5034 | 1.0517 | 0.89795 | 332.537 | 215.2363 | 320.3696 | 203.0594 | 1153.3828 | 425.8807 | 6334.5709 | 3903.974
1- Preferred Resource Strategy | 2041 | 1175.7488 | 543.5557 | 1719.3045 | 350.6168 | 171.4864 | 522.1032 | 0.18388 | 0.15308 | 17.1532 | 19.1985 | 63.4496 | 134.5326 | 1.0832 | 0.86035 | 425.7756 | 254.0952 | 415.0763 | 241.885 | 1140.0441 | 219.1201 | 6394.1042 | 3942.779
1- Preferred Resource Strategy | 2042 | 1224.217 | 565.2277 | 1789.4447 | 365.3298 | 178.809 | 544.1388 | 0.18955 | 0.15733 | 15.4312 | 22.7952 | 46.5548 | 143.9877 | 1.0018 | 0.85871 | 431.1294 | 262.076 | 422.5699 | 249.8658 | 1441.5177 | 218.0975 | 6458.6935 | 3984.267
1- Preferred Resource Strategy | 2043 | 1291.7318 | 598.5191 | 1890.2509 | 400.9011 | 197.0884 | 597.9895 | 0.19785 | 0.16457 | 17.4613 | 22.7995 | 56.8961 | 148.0751 | 1.0887 | 0.86382 | 494.7334 | 296.3855 | 486.25 | 284.1752 | 1107.7284 | 43.3251 | 6528.9512 | 4028.529
1- Preferred Resource Strategy | 2044 | 1351.5749 | 624.7702 | 1976.3451 | 431.9921 | 207.7789 | 639.771 | 0.2046 | 0.1696 | 18.7996 | 27.4307 | 43.572 | 165.873 | 1.1276 | 0.96166 | 504.8911 | 295.868 | 501.5249 | 283.6911 | 1594.1008 | 126.8805 | 6605.8997 | 4076.88
1- Preferred Resource Strategy | 2045 | 1584.4498 | 678.7658 | 2263.2156 | 532.6128 | 245.4664 | 778.0792 | 0.23682 | 0.18163 | 25.8368 | 24.2424 | 43.572 | 170.3259 | 0.49888 | 0.40828 | 861.3099 | 371.2507 | 864.3811 | 354.7367 | 2909.2767 | 160.1258 | 6690.3832 | 4128.938
1- Preferred Resource Strategy | NPV | 10081.5408 | 4768.8219 | 14850.3627 | 3999.4334 | 1706.1242 | 5705.5576 |  |  | 173.3496 | 152.1787 | 1373.7996 | 1331.4646 | 16.249 | 16.902
1- Preferred Resource Strategy | Levelized | 862.5423 | 408.0041 | 1270.5464 | 342.1779 | 145.9702 | 488.1481 |  |  | 14.8312 | 13.0199 | 117.5376 | 113.9156 | 1.3902 | 1.4461
2- Alternative Lowest Reasonable Cost Portfolio | 2023 | 633.047 | 309.3574 | 942.4044 | 423.3811 | 128.3924 | 551.7735 | 0.11075 | 0.099449 | 22.8374 | 12.885 | 161.6928 | 101.81 | 2.4952 | 2.8794 | 0 | 0 | 0 | 0 | 0 | 0 | 5716.1693 | 3496.566
2- Alternative Lowest Reasonable Cost Portfolio | 2024 | 654.4858 | 316.8147 | 971.3005 | 439.1895 | 131.5916 | 570.7811 | 0.11374 | 0.10153 | 19.6383 | 11.2283 | 156.513 | 101.7118 | 2.4439 | 2.9633 | 0 | 0 | 0 | 0 | 0 | 0 | 5754.3742 | 3508.223
2- Alternative Lowest Reasonable Cost Portfolio | 2025 | 663.2898 | 317.9086 | 981.1984 | 418.7709 | 125.2907 | 544.0616 | 0.11485 | 0.1016 | 16.7854 | 9.6804 | 138.2531 | 90.3969 | 2.2915 | 2.7021 | 0.43373 | 0 | 0.43373 | 0 | 0 | 0 | 5775.4295 | 3520.014
2- Alternative Lowest Reasonable Cost Portfolio | 2026 | 660.9391 | 322.9567 | 983.8958 | 305.6539 | 122.5779 | 428.2318 | 0.11399 | 0.10281 | 15.3816 | 9.2296 | 150.266 | 97.2206 | 1.4142 | 1.482 | 1.3991 | 0 | 1.3991 | 0 | 0 | 0 | 5798.4352 | 3533.723
2- Alternative Lowest Reasonable Cost Portfolio | 2027 | 708.7194 | 349.08 | 1057.7994 | 272.0403 | 131.5209 | 403.5612 | 0.12166 | 0.11037 | 9.2418 | 8.3222 | 104.7104 | 92.1502 | 1.0294 | 1.1216 | 105.8024 | 180.9899 | 88.2092 | 170.935 | 1228.9294 | 451.5612 | 5825.2565 | 3554.087
2- Alternative Lowest Reasonable Cost Portfolio | 2028 | 736.8202 | 358.1041 | 1094.9243 | 280.8074 | 131.9468 | 412.7542 | 0.12594 | 0.11248 | 10.477 | 10.178 | 115.639 | 100.4111 | 1.087 | 1.1651 | 104.3017 | 180.9899 | 89.287 | 172.1939 | 1233.8713 | 505.3243 | 5850.7639 | 3573.197
2- Alternative Lowest Reasonable Cost Portfolio | 2029 | 763.8354 | 367.8871 | 1131.7225 | 284.8272 | 132.7719 | 417.5991 | 0.12993 | 0.11473 | 11.0861 | 11.2908 | 108.8367 | 100.5369 | 1.057 | 1.1345 | 121.4709 | 180.9899 | 106.6671 | 172.1698 | 1379.4319 | 488.6036 | 5878.6778 | 3593.843
2- Alternative Lowest Reasonable Cost Portfolio | 2030 | 788.2929 | 380.8321 | 1169.125 | 286.3591 | 136.6437 | 423.0028 | 0.13355 | 0.11821 | 9.8412 | 12.8027 | 81.9329 | 109.0729 | 1.0236 | 1.1828 | 132.1945 | 180.9899 | 125.3817 | 172.1698 | 2009.0167 | 508.5142 | 5902.5192 | 3613.019
2- Alternative Lowest Reasonable Cost Portfolio | 2031 | 822.0703 | 394.3614 | 1216.4318 | 289.7025 | 140.6062 | 430.3088 | 0.13846 | 0.12153 | 9.5096 | 11.3707 | 90.9295 | 108.9821 | 0.94122 | 1.0519 | 129.7583 | 180.9899 | 123.0581 | 172.1698 | 2001.7315 | 428.268 | 5937.3449 | 3636.275
2- Alternative Lowest Reasonable Cost Portfolio | 2032 | 876.0822 | 407.2074 | 1283.2895 | 315.2565 | 143.5447 | 458.8013 | 0.14666 | 0.12459 | 10.7462 | 12.7043 | 90.5309 | 114.9663 | 0.96015 | 0.97673 | 255.0202 | 180.9899 | 248.4258 | 172.1939 | 1454.3722 | 383.1547 | 5973.5676 | 3660.306
2- Alternative Lowest Reasonable Cost Portfolio | 2033 | 897.8628 | 417.9222 | 1315.7851 | 311.6072 | 143.8861 | 455.4933 | 0.14936 | 0.12682 | 11.2863 | 12.2689 | 86.996 | 113.8917 | 0.95775 | 0.96522 | 253.1137 | 180.9899 | 246.6348 | 172.1698 | 1433.4098 | 387.8737 | 6011.2148 | 3685.833
2- Alternative Lowest Reasonable Cost Portfolio | 2034 | 907.6597 | 421.5871 | 1329.2468 | 295.212 | 136.8022 | 432.0142 | 0.15002 | 0.12687 | 11.199 | 14.2623 | 72.678 | 112.1522 | 1.0085 | 0.95058 | 251.1722 | 180.9899 | 244.8018 | 172.1698 | 1432.4214 | 391.7032 | 6050.3559 | 3712.537
2- Alternative Lowest Reasonable Cost Portfolio | 2035 | 939.2933 | 437.6575 | 1376.9508 | 302.2673 | 141.8238 | 444.0911 | 0.1542 | 0.13068 | 11.7072 | 15.2043 | 76.8988 | 117.5391 | 1.0299 | 0.96493 | 252.6143 | 182.6764 | 246.1683 | 173.7606 | 1423.7745 | 409.5708 | 6091.2944 | 3740.444
2- Alternative Lowest Reasonable Cost Portfolio | 2036 | 976.9576 | 456.4488 | 1433.4064 | 312.9662 | 149.1065 | 462.0727 | 0.15926 | 0.13514 | 11.2225 | 15.145 | 74.3563 | 116.8193 | 1.0359 | 0.95123 | 298.9301 | 207.8659 | 289.8613 | 197.5494 | 1409.6883 | 409.0383 | 6134.3045 | 3769.693
2- Alternative Lowest Reasonable Cost Portfolio | 2037 | 1006.9669 | 475.0696 | 1482.0365 | 315.6487 | 155.7101 | 471.3587 | 0.16295 | 0.13936 | 13.4112 | 16.2163 | 77.4193 | 121.4816 | 1.0175 | 0.9327 | 297.2294 | 215.4437 | 288.2629 | 205.0989 | 1412.2463 | 402.6103 | 6179.756 | 3800.582
2- Alternative Lowest Reasonable Cost Portfolio | 2038 | 1054.5467 | 498.3813 | 1552.928 | 334.0218 | 166.5536 | 500.5754 | 0.16933 | 0.14479 | 15.6385 | 18.2277 | 79.221 | 123.5328 | 1.0756 | 0.90675 | 363.7267 | 250.568 | 354.8635 | 240.2232 | 1042.0671 | 224.9974 | 6227.9106 | 3833.188
2- Alternative Lowest Reasonable Cost Portfolio | 2039 | 1096.2111 | 519.7826 | 1615.9938 | 346.584 | 175.0627 | 521.6468 | 0.17457 | 0.14955 | 14.514 | 18.0448 | 87.5153 | 128.6553 | 1.0832 | 0.89863 | 362.1403 | 250.0767 | 353.3792 | 239.7319 | 1029.3395 | 221.4748 | 6279.3176 | 3867.441
2- Alternative Lowest Reasonable Cost Portfolio | 2040 | 1123.6354 | 534.3469 | 1657.9822 | 344.8104 | 176.274 | 521.0844 | 0.17738 | 0.1522 | 17.3835 | 20.604 | 93.3339 | 140.529 | 1.0875 | 0.90059 | 360.6063 | 249.6197 | 351.9484 | 239.3032 | 987.2481 | 225.4712 | 6334.5709 | 3903.974
2- Alternative Lowest Reasonable Cost Portfolio | 2041 | 1162.0348 | 557.7805 | 1719.8153 | 348.9519 | 185.7279 | 534.6798 | 0.18174 | 0.15708 | 18.1856 | 20.5923 | 81.8667 | 114.3299 | 1.2526 | 1.0846 | 431.7882 | 426.4361 | 419.1052 | 406.0364 | 975.0722 | 632.4052 | 6394.1042 | 3942.779
2- Alternative Lowest Reasonable Cost Portfolio | 2042 | 1217.7292 | 577.789 | 1795.5181 | 372.9897 | 191.2553 | 564.245 | 0.18854 | 0.16082 | 19.9833 | 25.1397 | 89.2298 | 131.3961 | 1.2522 | 1.0846 | 504.325 | 426.0405 | 487.5439 | 405.6409 | 980.1841 | 640.0486 | 6458.6935 | 3984.267
2- Alternative Lowest Reasonable Cost Portfolio | 2043 | 1272.0417 | 602.0581 | 1874.0998 | 395.6803 | 200.5145 | 596.1948 | 0.19483 | 0.16554 | 22.3169 | 25.6787 | 104.3604 | 142.3529 | 1.2803 | 1.0933 | 508.5708 | 425.6725 | 491.8868 | 405.2729 | 996.5853 | 655.4557 | 6528.9512 | 4028.529
2- Alternative Lowest Reasonable Cost Portfolio | 2044 | 1329.8272 | 624.1644 | 1953.9916 | 427.4528 | 207.1147 | 634.5675 | 0.20131 | 0.16943 | 24.8522 | 30.4682 | 101.8473 | 150.129 | 1.3521 | 1.2243 | 539.3924 | 425.3301 | 522.8293 | 404.9862 | 1069.306 | 789.3474 | 6605.8997 | 4076.88
2- Alternative Lowest Reasonable Cost Portfolio | 2045 | 1434.9519 | 654.4738 | 2089.4257 | 463.0679 | 221.1786 | 684.2465 | 0.21448 | 0.17513 | 19.4369 | 27.6602 | 101.8473 | 156.3199 | 1.0748 | 0.93932 | 654.8868 | 430.5185 | 644.4934 | 408.9799 | 1188.1458 | 740.0164 | 6690.3832 | 4128.938
2- Alternative Lowest Reasonable Cost Portfolio | NPV | 9990.0349 | 4762.1555 | 14752.1904 | 3985.3983 | 1699.3769 | 5684.7752 |  |  | 171.6352 | 162.9784 | 1277.1111 | 1291.1936 | 16.251 | 17.2869
2- Alternative Lowest Reasonable Cost Portfolio | Levelized | 854.7133 | 407.4338 | 1262.1471 | 340.9771 | 145.3929 | 486.37 |  |  | 14.6845 | 13.9439 | 109.2653 | 110.4701 | 1.3904 | 1.479
3- No CETA/NCF no SCGHG | 2023 | 633.4546 | 309.3654 | 942.82 | 246.4916 | 128.4003 | 374.8919 | 0.11082 | 0.099452 | 22.7938 | 12.862 | 161.4986 | 101.7511 | 2.4959 | 2.8794 | 0 | 0 | 0 | 0 | 0 | 0 | 5716.1693 | 3496.566
3- No CETA/NCF no SCGHG | 2024 | 655.2576 | 316.8559 | 972.1134 | 250.4961 | 131.6323 | 382.1284 | 0.11387 | 0.10154 | 19.579 | 11.1967 | 156.353 | 101.6603 | 2.4449 | 2.9633 | 0 | 0 | 0 | 0 | 0 | 0 | 5754.3742 | 3508.223
3- No CETA/NCF no SCGHG | 2025 | 667.0714 | 319.2595 | 986.3309 | 240.7976 | 126.6405 | 367.4382 | 0.1155 | 0.10203 | 15.8741 | 9.1677 | 138.9175 | 91.0244 | 2.3036 | 2.7021 | 0.43373 | 0 | 0.43373 | 0 | 0 | 0 | 5775.4295 | 3520.014
3- No CETA/NCF no SCGHG | 2026 | 666.0232 | 324.736 | 990.7593 | 204.5522 | 124.3556 | 328.9078 | 0.11486 | 0.10337 | 13.9863 | 8.4773 | 151.2239 | 97.7452 | 1.4186 | 1.482 | 1.3991 | 0 | 1.3991 | 0 | 0 | 0 | 5798.4352 | 3533.723
3- No CETA/NCF no SCGHG | 2027 | 709.8219 | 343.7357 | 1053.5576 | 209.4885 | 126.175 | 335.6635 | 0.12185 | 0.10868 | 13.1641 | 8.0147 | 153.3689 | 98.9718 | 1.244 | 1.1783 | 146.316 | 75.2341 | 138.1906 | 70.9826 | 364.9104 | 190.9318 | 5825.2565 | 3554.087
3- No CETA/NCF no SCGHG | 2028 | 737.4264 | 353.404 | 1090.8304 | 214.7859 | 127.246 | 342.0319 | 0.12604 | 0.11101 | 15.6852 | 9.7584 | 166.991 | 107.9259 | 1.3026 | 1.2172 | 146.8851 | 75.8497 | 138.7819 | 71.6099 | 403.5304 | 211.1389 | 5850.7639 | 3573.197
3- No CETA/NCF no SCGHG | 2029 | 760.7069 | 365.505 | 1126.2119 | 214.5481 | 130.3909 | 344.939 | 0.1294 | 0.11399 | 17.2762 | 10.7026 | 165.1051 | 106.8067 | 1.292 | 1.1847 | 147.036 | 91.5528 | 138.9106 | 87.3014 | 390.1505 | 199.4612 | 5878.6778 | 3593.843
3- No CETA/NCF no SCGHG | 2030 | 788.0667 | 378.2006 | 1166.2673 | 217.9546 | 134.0155 | 351.9701 | 0.13351 | 0.11739 | 18.7868 | 11.5779 | 174.8939 | 113.1063 | 1.3185 | 1.2353 | 146.5877 | 90.8015 | 138.4623 | 86.55 | 406.1739 | 208.0311 | 5902.5192 | 3613.019
3- No CETA/NCF no SCGHG | 2031 | 820.4979 | 393.7337 | 1214.2315 | 225.0615 | 139.9825 | 365.044 | 0.13819 | 0.12133 | 17.1331 | 10.6033 | 174.4993 | 110.9811 | 1.2368 | 1.0961 | 146.134 | 101.4555 | 138.0086 | 97.2041 | 342.0455 | 170.0874 | 5937.3449 | 3636.275
3- No CETA/NCF no SCGHG | 2032 | 855.136 | 412.7324 | 1267.8685 | 231.9507 | 149.0706 | 381.0213 | 0.14315 | 0.12628 | 12.5327 | 7.1196 | 137.7489 | 84.4252 | 0.9753 | 1.0164 | 189.2514 | 154.8095 | 180.3314 | 141.2401 | 1341.4858 | 859.052 | 5973.5676 | 3660.306
3- No CETA/NCF no SCGHG | 2033 | 879.2296 | 422.9586 | 1302.1882 | 230.0546 | 148.9243 | 378.979 | 0.14626 | 0.12835 | 12.1341 | 6.9228 | 137.0757 | 84.2901 | 0.97064 | 1.0054 | 188.6485 | 151.7588 | 179.7191 | 138.2877 | 1345.1842 | 859.1553 | 6011.2148 | 3685.833
3- No CETA/NCF no SCGHG | 2034 | 889.9721 | 426.733 | 1316.7051 | 214.1707 | 141.9488 | 356.1195 | 0.14709 | 0.12842 | 13.7846 | 8.0332 | 124.7556 | 78.7632 | 1.0278 | 0.99114 | 187.9512 | 148.8167 | 179.0316 | 135.4589 | 1346.6949 | 861.095 | 6050.3559 | 3712.537
3- No CETA/NCF no SCGHG | 2035 | 923.8162 | 442.5726 | 1366.3888 | 220.7446 | 146.737 | 367.4816 | 0.15166 | 0.13215 | 14.8751 | 8.509 | 130.8779 | 82.9906 | 1.045 | 1.0069 | 190.5817 | 147.8008 | 181.489 | 134.4592 | 1364.9033 | 869.7602 | 6091.2944 | 3740.444
3- No CETA/NCF no SCGHG | 2036 | 973.1233 | 466.383 | 1439.5063 | 242.9188 | 159.0385 | 401.9573 | 0.15864 | 0.13809 | 15.629 | 8.7319 | 127.0729 | 80.86 | 1.1923 | 1.2254 | 313.8784 | 210.0493 | 297.801 | 193.1644 | 1648.0824 | 1018.016 | 6134.3045 | 3769.693
3- No CETA/NCF no SCGHG | 2037 | 1005.428 | 481.1807 | 1486.6087 | 246.4707 | 161.8203 | 408.2911 | 0.1627 | 0.14116 | 16.9355 | 9.6389 | 130.0765 | 84.6101 | 1.1724 | 1.205 | 313.2649 | 207.6217 | 297.1577 | 190.8194 | 1651.2502 | 1019.7525 | 6179.756 | 3800.582
3- No CETA/NCF no SCGHG | 2038 | 1036.5482 | 496.0938 | 1532.642 | 247.7798 | 164.2662 | 412.046 | 0.16644 | 0.14413 | 19.4631 | 11.1154 | 139.554 | 90.2184 | 1.1727 | 1.178 | 312.6642 | 205.3338 | 296.5664 | 188.6393 | 1641.7113 | 1015.2061 | 6227.9106 | 3833.188
3- No CETA/NCF no SCGHG | 2039 | 1081.2377 | 517.3022 | 1598.5399 | 261.9007 | 172.5773 | 434.478 | 0.17219 | 0.14883 | 19.4342 | 11.0653 | 152.7687 | 98.0916 | 1.183 | 1.1702 | 312.0759 | 203.1765 | 295.9874 | 186.5885 | 1649.2239 | 1020.7186 | 6279.3176 | 3867.441
3- No CETA/NCF no SCGHG | 2040 | 1124.2806 | 537.6685 | 1661.9491 | 274.6022 | 179.5932 | 454.1955 | 0.17748 | 0.15314 | 22.3543 | 12.8344 | 155.1968 | 100.1402 | 1.3449 | 1.4009 | 427.8588 | 262.0234 | 405.2359 | 242.1224 | 1932.5754 | 1168.5044 | 6334.5709 | 3903.974
3- No CETA/NCF no SCGHG | 2041 | 1139.1619 | 542.3949 | 1681.5568 | 256.6215 | 170.3389 | 426.9604 | 0.17816 | 0.15275 | 22.7945 | 13.0863 | 133.1722 | 89.0113 | 1.3467 | 1.3621 | 427.2941 | 260.1015 | 404.6228 | 240.2687 | 1925.3243 | 1161.4815 | 6394.1042 | 3942.779
3- No CETA/NCF no SCGHG | 2042 | 1181.6699 | 566.9356 | 1748.6055 | 265.2562 | 180.3973 | 445.6535 | 0.18296 | 0.1578 | 28.7103 | 15.6355 | 153.2516 | 94.8731 | 1.3581 | 1.3637 | 431.1294 | 273.3115 | 408.4671 | 253.5813 | 1920.8511 | 1148.5713 | 6458.6935 | 3984.267
3- No CETA/NCF no SCGHG | 2043 | 1247.7839 | 599.1765 | 1846.9605 | 296.3115 | 197.6286 | 493.9401 | 0.19112 | 0.16475 | 29.9063 | 16.4228 | 165.5021 | 99.2414 | 1.4453 | 1.3764 | 494.6181 | 304.2106 | 471.9646 | 284.5817 | 1593.0882 | 976.9881 | 6528.9512 | 4028.529
3- No CETA/NCF no SCGHG | 2044 | 1305.2995 | 627.7646 | 1933.0641 | 318.0545 | 210.7155 | 528.77 | 0.1976 | 0.17041 | 35.0435 | 19.5407 | 164.3602 | 101.9069 | 1.6046 | 1.5475 | 558.1388 | 335.2752 | 535.5516 | 315.782 | 1414.5629 | 886.651 | 6605.8997 | 4076.88
3- No CETA/NCF no SCGHG | 2045 | 1386.8159 | 665.8888 | 2052.7046 | 360.6326 | 232.5871 | 593.2197 | 0.20728 | 0.17818 | 30.2402 | 17.3006 | 164.3602 | 102.7325 | 1.4001 | 1.2616 | 654.8866 | 377.1028 | 632.4333 | 357.7686 | 913.2269 | 630.5967 | 6690.3832 | 4128.938
3- No CETA/NCF no SCGHG | NPV | 9907.1097 | 4765.0619 | 14672.1716 | 2785.4587 | 1702.2761 | 4487.7348 |  |  | 212.2879 | 123.4841 | 1769.4551 | 1130.7991 | 17.6056 | 18.485
3- No CETA/NCF no SCGHG | Levelized | 847.6185 | 407.6825 | 1255.301 | 238.3143 | 145.6409 | 383.9553 |  |  | 18.1626 | 10.5649 | 151.3885 | 96.7473 | 1.5063 | 1.5815
4- No Resource Additons | 2023 | 633.4546 | 309.3654 | 942.82 | 423.5772 | 128.4003 | 551.9775 | 0.11082 | 0.099452 | 22.7938 | 12.862 | 161.4986 | 101.7511 | 2.4959 | 2.8794 | 0 | 0 | 0 | 0 | 0 | 0 | 5716.1693 | 3496.566
4- No Resource Additons | 2024 | 655.2576 | 316.8559 | 972.1134 | 439.4789 | 131.6323 | 571.1112 | 0.11387 | 0.10154 | 19.579 | 11.1967 | 156.353 | 101.6603 | 2.4446 | 2.9633 | 0 | 0 | 0 | 0 | 0 | 0 | 5754.3742 | 3508.223
4- No Resource Additons | 2025 | 666.6398 | 319.2595 | 985.8993 | 421.3309 | 126.6405 | 547.9714 | 0.11543 | 0.10203 | 15.8741 | 9.1677 | 138.9175 | 91.0244 | 2.3032 | 2.7021 | 0 | 0 | 0 | 0 | 0 | 0 | 5775.4295 | 3520.014
4- No Resource Additons | 2026 | 665.6523 | 324.736 | 990.3883 | 309.2447 | 124.3556 | 433.6003 | 0.1148 | 0.10337 | 13.9863 | 8.4773 | 151.2239 | 97.7452 | 1.4182 | 1.482 | 0 | 0 | 0 | 0 | 0 | 0 | 5798.4352 | 3533.723
4- No Resource Additons | 2027 | 694.6152 | 335.2645 | 1029.8797 | 254.9678 | 117.7217 | 372.6895 | 0.11924 | 0.106 | 13.8683 | 8.3942 | 160.0396 | 102.1263 | 0.89324 | 0.87625 | 0 | 0 | 0 | 0 | 0 | 0 | 5825.2565 | 3554.087
4- No Resource Additons | 2028 | 723.3165 | 345.1918 | 1068.5083 | 263.001 | 119.0666 | 382.0676 | 0.12363 | 0.10843 | 16.6215 | 10.2681 | 174.8014 | 111.9624 | 0.91235 | 0.88317 | 0 | 0 | 0 | 0 | 0 | 0 | 5850.7639 | 3573.197
4- No Resource Additons | 2029 | 746.4972 | 354.8665 | 1101.3637 | 262.5138 | 119.793 | 382.3068 | 0.12698 | 0.11067 | 18.1932 | 11.2678 | 175.7761 | 113.6831 | 0.90467 | 0.86187 | 0 | 0 | 0 | 0 | 0 | 0 | 5878.6778 | 3593.843
4- No Resource Additons | 2030 | 774.3732 | 368.681 | 1143.0542 | 268.7692 | 124.4877 | 393.2569 | 0.13119 | 0.11443 | 19.1986 | 11.8894 | 180.9814 | 117.7394 | 0.87308 | 0.89941 | 0 | 0 | 0 | 0 | 0 | 0 | 5902.5192 | 3613.019
4- No Resource Additons | 2031 | 806.056 | 382.1457 | 1188.2017 | 269.5506 | 128.3845 | 397.9351 | 0.13576 | 0.11776 | 17.8668 | 11.1563 | 180.9811 | 118.2929 | 0.80652 | 0.81314 | 0 | 0 | 0 | 0 | 0 | 0 | 5937.3449 | 3636.275
4- No Resource Additons | 2032 | 834.5243 | 394.3447 | 1228.869 | 269.7993 | 130.675 | 400.4744 | 0.1397 | 0.12066 | 19.0358 | 11.916 | 189.6909 | 125.2433 | 0.77614 | 0.76329 | 0 | 0 | 0 | 0 | 0 | 0 | 5973.5676 | 3660.306
4- No Resource Additons | 2033 | 859.9478 | 405.6507 | 1265.5985 | 269.239 | 131.6065 | 400.8455 | 0.14306 | 0.1231 | 18.2069 | 11.4857 | 187.8483 | 122.8277 | 0.77118 | 0.7492 | 0 | 0 | 0 | 0 | 0 | 0 | 6011.2148 | 3685.833
4- No Resource Additons | 2034 | 871.4576 | 409.9247 | 1281.3823 | 253.948 | 125.1307 | 379.0787 | 0.14403 | 0.12336 | 21.4041 | 13.6173 | 177.8062 | 119.7505 | 0.82054 | 0.73243 | 0 | 0 | 0 | 0 | 0 | 0 | 6050.3559 | 3712.537
4- No Resource Additons | 2035 | 907.2824 | 426.9845 | 1334.2669 | 264.0339 | 131.1406 | 395.1745 | 0.14895 | 0.12749 | 22.9779 | 14.6531 | 188.9316 | 128.5292 | 0.83072 | 0.73341 | 0 | 0 | 0 | 0 | 0 | 0 | 6091.2944 | 3740.444
4- No Resource Additons | 2036 | 937.7859 | 441.0479 | 1378.8338 | 266.5518 | 133.6944 | 400.2461 | 0.15288 | 0.13058 | 21.9091 | 14.1184 | 186.6063 | 126.7326 | 0.83607 | 0.72006 | 0 | 0 | 0 | 0 | 0 | 0 | 6134.3045 | 3769.693
4- No Resource Additons | 2037 | 973.023 | 458.0034 | 1431.0263 | 273.92 | 138.6315 | 412.5515 | 0.15745 | 0.13436 | 23.8659 | 15.2795 | 194.6605 | 134.8802 | 0.81505 | 0.70269 | 0 | 0 | 0 | 0 | 0 | 0 | 6179.756 | 3800.582
4- No Resource Additons | 2038 | 1004.6654 | 473.2456 | 1477.911 | 275.0432 | 141.4045 | 416.4477 | 0.16132 | 0.13749 | 27.666 | 17.6978 | 208.587 | 142.2768 | 0.82079 | 0.67737 | 0 | 0 | 0 | 0 | 0 | 0 | 6227.9106 | 3833.188
4- No Resource Additons | 2039 | 1051.5222 | 495.8763 | 1547.3984 | 292.3106 | 151.1418 | 443.4524 | 0.16746 | 0.14267 | 27.5424 | 17.9066 | 222.827 | 150.7316 | 0.82743 | 0.66859 | 0 | 0 | 0 | 0 | 0 | 0 | 6279.3176 | 3867.441
4- No Resource Additons | 2040 | 1088.2589 | 514.2203 | 1602.4792 | 298.7928 | 156.1317 | 454.9245 | 0.1718 | 0.14646 | 32.8069 | 21.1775 | 243.7525 | 166.5049 | 0.82444 | 0.66361 | 0 | 0 | 0 | 0 | 0 | 0 | 6334.5709 | 3903.974
4- No Resource Additons | 2041 | 1104.3669 | 519.5707 | 1623.9376 | 280.3375 | 147.5014 | 427.8389 | 0.17272 | 0.14632 | 32.4729 | 20.8139 | 228.7142 | 157.4966 | 0.85408 | 0.62656 | 0 | 0 | 0 | 0 | 0 | 0 | 6394.1042 | 3942.779
4- No Resource Additons | 2042 | 1150.9232 | 540.1388 | 1691.0619 | 294.9087 | 153.72 | 448.6287 | 0.1782 | 0.15034 | 38.8315 | 24.6276 | 252.1971 | 172.5308 | 0.77324 | 0.62331 | 0 | 0 | 0 | 0 | 0 | 0 | 6458.6935 | 3984.267
4- No Resource Additons | 2043 | 1206.7887 | 567.3258 | 1774.1146 | 318.1959 | 165.8954 | 484.0913 | 0.18484 | 0.15599 | 39.6818 | 24.8845 | 270.5109 | 184.9341 | 0.85573 | 0.62481 | 0 | 0 | 0 | 0 | 0 | 0 | 6528.9512 | 4028.529
4- No Resource Additons | 2044 | 1266.1781 | 599.1576 | 1865.3357 | 351.3077 | 182.1674 | 533.4751 | 0.19167 | 0.16264 | 48.9816 | 30.765 | 318.366 | 213.4082 | 0.85859 | 0.68837 | 0 | 0 | 0 | 0 | 0 | 0 | 6605.8997 | 4076.88
4- No Resource Additons | 2045 | 1367.8255 | 632.6676 | 2000.4932 | 331.2809 | 199.3682 | 530.6491 | 0.20445 | 0.16929 | 50.4227 | 27.8348 | 318.366 | 217.398 | 0.25287 | 0.1519 | 0 | 0 | 0 | 0 | 0 | 0 | 6690.3832 | 4128.938
4- No Resource Additons | NPV | 9720.3525 | 4621.7092 | 14342.0617 | 3647.9167 | 1559.0119 | 5206.9285 |  |  | 258.8522 | 158.997 | 2179.5766 | 1441.1294 | 14.3218 | 14.8931
4- No Resource Additons | Levelized | 831.6402 | 395.4177 | 1227.0579 | 312.1033 | 133.3837 | 445.4871 |  |  | 22.1465 | 13.6032 | 186.4771 | 123.2981 | 1.2253 | 1.2742
5- Least Cost_no NCF EE | 2023 | 633.2092 | 309.358 | 942.5672 | 423.5432 | 128.3931 | 551.9363 | 0.11078 | 0.099449 | 22.795 | 12.8621 | 161.5126 | 101.7526 | 2.4959 | 2.8794 | 0 | 0 | 0 | 0 | 0 | 0 | 5716.1693 | 3496.566
5- Least Cost_no NCF EE | 2024 | 654.6871 | 316.8379 | 971.525 | 439.3913 | 131.6148 | 571.0061 | 0.11377 | 0.10154 | 19.577 | 11.1972 | 156.3396 | 101.6653 | 2.4447 | 2.9633 | 0.010438 | 0 | 0.1148 | 0 | 0.98437 | 0 | 5754.3742 | 3508.223
5- Least Cost_no NCF EE | 2025 | 666.1148 | 319.2625 | 985.3773 | 421.5971 | 126.6446 | 548.2417 | 0.11534 | 0.10203 | 15.8704 | 9.169 | 138.8966 | 91.0331 | 2.3033 | 2.7021 | 0.45453 | 0 | 0.55893 | 0 | 1.9625 | 0 | 5775.4295 | 3520.014
5- Least Cost_no NCF EE | 2026 | 664.6206 | 324.7399 | 989.3605 | 309.3374 | 124.3611 | 433.6985 | 0.11462 | 0.10338 | 13.9789 | 8.4802 | 151.1908 | 97.7643 | 1.4182 | 1.482 | 1.4302 | 0 | 1.5863 | 0 | 2.9407 | 0 | 5798.4352 | 3533.723
5- Least Cost_no NCF EE | 2027 | 704.7279 | 351.5716 | 1056.2995 | 267.0878 | 134.0311 | 401.1189 | 0.12098 | 0.11116 | 11.2532 | 7.6819 | 137.5139 | 94.1737 | 1.1312 | 1.1302 | 52.1862 | 183.4411 | 45.0321 | 173.0345 | 515.5656 | 467.3557 | 5825.2565 | 3554.087
5- Least Cost_no NCF EE | 2028 | 732.9549 | 360.4219 | 1093.3768 | 275.1213 | 134.2999 | 409.4212 | 0.12528 | 0.11321 | 13.2427 | 9.3573 | 151.1982 | 102.1369 | 1.1744 | 1.164 | 51.267 | 183.4411 | 44.2579 | 173.063 | 513.8822 | 516.818 | 5850.7639 | 3573.197
5- Least Cost_no NCF EE | 2029 | 758.4906 | 370.3806 | 1128.8712 | 277.333 | 135.3111 | 412.6441 | 0.12902 | 0.11551 | 14.618 | 10.3414 | 146.768 | 102.5134 | 1.158 | 1.1333 | 69.1436 | 183.4411 | 62.272 | 173.0345 | 505.8784 | 499.6818 | 5878.6778 | 3593.843
5- Least Cost_no NCF EE | 2030 | 784.3399 | 383.1074 | 1167.4472 | 280.4977 | 138.9191 | 419.4167 | 0.13288 | 0.11891 | 12.6846 | 11.6964 | 128.4513 | 109.9788 | 1.1393 | 1.1819 | 77.0352 | 183.4411 | 76.853 | 173.0345 | 1013.1645 | 520.2036 | 5902.5192 | 3613.019
5- Least Cost_no NCF EE | 2031 | 821.996 | 397.4069 | 1219.4029 | 287.9524 | 143.6517 | 431.6041 | 0.13845 | 0.12247 | 11.3193 | 10.4515 | 128.7658 | 110.4145 | 1.0342 | 1.051 | 92.9443 | 183.4411 | 92.8196 | 173.0345 | 1169.6986 | 438.0717 | 5937.3449 | 3636.275
5- Least Cost_no NCF EE | 2032 | 883.1659 | 410.6042 | 1293.77 | 321.6856 | 146.9416 | 468.6272 | 0.14785 | 0.12563 | 10.4188 | 11.6903 | 96.7043 | 117.1132 | 0.98218 | 0.97612 | 278.4595 | 183.4411 | 268.7745 | 173.063 | 1284.8783 | 392.0131 | 5973.5676 | 3660.306
5- Least Cost_no NCF EE | 2033 | 904.7964 | 421.3357 | 1326.1321 | 317.834 | 147.2995 | 465.1335 | 0.15052 | 0.12785 | 11.3962 | 11.3123 | 95.0525 | 116.5271 | 0.97925 | 0.96459 | 275.5142 | 183.4411 | 266.0033 | 173.0345 | 1262.0639 | 396.835 | 6011.2148 | 3685.833
5- Least Cost_no NCF EE | 2034 | 914.8233 | 425.0925 | 1339.9158 | 301.6415 | 140.3076 | 441.9491 | 0.1512 | 0.12792 | 10.7852 | 13.1929 | 79.441 | 113.4166 | 1.0325 | 0.94995 | 272.6005 | 183.4411 | 263.2169 | 173.0345 | 1261.668 | 400.7595 | 6050.3559 | 3712.537
5- Least Cost_no NCF EE | 2035 | 946.5571 | 441.1592 | 1387.7163 | 308.2426 | 145.3256 | 453.5681 | 0.1554 | 0.13172 | 11.0116 | 14.0279 | 83.0762 | 120.0615 | 1.0507 | 0.95928 | 269.9174 | 183.4411 | 260.6621 | 173.0345 | 1245.4074 | 416.1361 | 6091.2944 | 3740.444
5- Least Cost_no NCF EE | 2036 | 974.7233 | 455.0401 | 1429.7634 | 309.6034 | 147.6979 | 457.3012 | 0.1589 | 0.13473 | 10.9919 | 14.1579 | 82.084 | 119.9952 | 1.0598 | 0.95045 | 270.4768 | 185.1276 | 261.1665 | 174.6541 | 1233.9107 | 418.3336 | 6134.3045 | 3769.693
5- Least Cost_no NCF EE | 2037 | 1004.5954 | 471.1024 | 1475.6978 | 312.4047 | 151.7429 | 464.1476 | 0.16256 | 0.1382 | 13.1427 | 15.222 | 84.9115 | 125.3253 | 1.0378 | 0.93172 | 267.9984 | 185.1276 | 258.8119 | 174.6254 | 1234.4832 | 415.8048 | 6179.756 | 3800.582
5- Least Cost_no NCF EE | 2038 | 1048.6452 | 492.5789 | 1541.224 | 327.1694 | 160.7512 | 487.9206 | 0.16838 | 0.14311 | 14.663 | 17.4809 | 93.0855 | 132.066 | 1.0425 | 0.90568 | 327.5917 | 217.5454 | 315.0139 | 205.2041 | 1199.6608 | 414.5088 | 6227.9106 | 3833.188
5- Least Cost_no NCF EE | 2039 | 1091.1026 | 514.4375 | 1605.5401 | 340.5253 | 169.7176 | 510.2429 | 0.17376 | 0.14801 | 13.7803 | 17.575 | 102.2585 | 139.1601 | 1.0496 | 0.89738 | 325.3353 | 217.5454 | 312.8796 | 205.2041 | 1193.2932 | 415.4817 | 6279.3176 | 3867.441
5- Least Cost_no NCF EE | 2040 | 1122.3209 | 530.0071 | 1652.328 | 342.1632 | 171.9342 | 514.0974 | 0.17717 | 0.15096 | 16.2989 | 20.0321 | 105.0704 | 150.7611 | 1.052 | 0.89872 | 332.5372 | 217.5454 | 320.2127 | 205.2379 | 1155.3111 | 427.35 | 6334.5709 | 3903.974
5- Least Cost_no NCF EE | 2041 | 1163.9189 | 543.7251 | 1707.644 | 349.1834 | 171.6725 | 520.8559 | 0.18203 | 0.15313 | 17.1167 | 19.2555 | 64.8414 | 134.8823 | 1.0831 | 0.86112 | 425.5546 | 256.1512 | 414.693 | 243.81 | 1144.4793 | 221.9668 | 6394.1042 | 3942.779
5- Least Cost_no NCF EE | 2042 | 1211.4957 | 564.9664 | 1776.4621 | 363.9407 | 178.5663 | 542.507 | 0.18758 | 0.15725 | 15.4249 | 22.9303 | 48.2433 | 145.0723 | 1.0013 | 0.85948 | 431.1296 | 262.9647 | 422.4077 | 250.6234 | 1446.1618 | 221.9803 | 6458.6935 | 3984.267
5- Least Cost_no NCF EE | 2043 | 1277.9933 | 598.2321 | 1876.2255 | 399.4816 | 196.822 | 596.3036 | 0.19574 | 0.16449 | 17.4869 | 22.9226 | 58.7158 | 149.1485 | 1.0876 | 0.86461 | 494.8064 | 297.2858 | 486.1604 | 284.9446 | 1113.4083 | 47.7717 | 6528.9512 | 4028.529
5- Least Cost_no NCF EE | 2044 | 1336.2968 | 624.4742 | 1960.771 | 430.1504 | 207.508 | 637.6583 | 0.20229 | 0.16951 | 18.8449 | 27.5657 | 46.1932 | 167.0517 | 1.1266 | 0.96256 | 504.8442 | 296.8441 | 501.1306 | 284.5365 | 1585.9678 | 131.8983 | 6605.8997 | 4076.88
5- Least Cost_no NCF EE | 2045 | 1568.2867 | 678.4523 | 2246.7391 | 530.94 | 245.1732 | 776.1131 | 0.23441 | 0.18154 | 25.6967 | 24.3646 | 46.1932 | 171.5333 | 0.49906 | 0.40914 | 861.3101 | 372.2551 | 864.2029 | 355.6125 | 2912.6017 | 165.2962 | 6690.3832 | 4128.938
5- Least Cost_no NCF EE | NPV | 10024.5246 | 4768.8534 | 14793.3781 | 3993.1082 | 1706.2382 | 5699.3464 |  |  | 173.3864 | 152.4771 | 1377.5128 | 1333.5139 | 16.2514 | 16.9088
5- Least Cost_no NCF EE | Levelized | 857.6642 | 408.0068 | 1265.671 | 341.6367 | 145.9799 | 487.6167 |  |  | 14.8343 | 13.0454 | 117.8553 | 114.0909 | 1.3904 | 1.4467

## Summary Resources
| Nameplate MW | 2023 | 2024 | 2025 | 2026 | 2027 | 2028 | 2029 | 2030 | 2031 | 2032 | 2033 | 2034 | 2035 | 2036 | 2037 | 2038 | 2039 | 2040 | 2041 | 2042 | 2043 | 2044 | 2045 | Total
1- Preferred Resource Strategy | Shared System Resource
1- Preferred Resource Strategy | NG CT | 0 | 0 | 0 | 0 | 0 | 0 | 0 | 0 | 0 | 0 | 0 | 0 | 0 | 0 | 0 | 0 | 0 | 0 | 0 | 0 | 0 | 0 | 0 | 0
1- Preferred Resource Strategy | Solar | 0 | 0 | 0 | 0 | 0 | 0 | 0 | 0 | 0 | 0 | 0 | 0 | 0 | 0 | 0 | 0 | 0 | 0 | 0 | 0 | 0 | 0 | 0 | 0
1- Preferred Resource Strategy | Storage Added to Solar | 0 | 0 | 0 | 0 | 0 | 0 | 0 | 0 | 0 | 0 | 0 | 0 | 0 | 0 | 0 | 0 | 0 | 0 | 0 | 0 | 0 | 0 | 0 | 0
1- Preferred Resource Strategy | Wind | 0 | 0 | 0 | 0 | 0 | 0 | 0 | 0 | 0 | 0 | 0 | 0 | 0 | 0 | 0 | 0 | 0 | 0 | 0 | 0 | 0 | 0 | 0 | 0
1- Preferred Resource Strategy | Storage | 0 | 0 | 0 | 0 | 0 | 0 | 0 | 0 | 0 | 0 | 0 | 0 | 0 | 0 | 0 | 0 | 0 | 0 | 115.435 | 0 | 103.5725 | 0 | 0 | 219.0076
1- Preferred Resource Strategy | Hydrogen/Ammonia | 0 | 0 | 0 | 0 | 0 | 0 | 0 | 0 | 0 | 0 | 0 | 0 | 0 | 0 | 0 | 91.0844 | 0 | 0 | 0 | 0 | 0 | 0 | 0 | 91.0844
1- Preferred Resource Strategy | Other "Clean" Baseload | 0 | 0 | 0 | 0 | 0 | 0 | 0 | 0 | 0 | 0 | 0 | 0 | 0 | 0 | 0 | 0 | 0 | 0 | 0 | 0 | 0 | 0 | 0 | 0
1- Preferred Resource Strategy | Existing Plant Upgrades | 0 | 0 | 0 | 0 | 0 | 0 | 0 | 0 | 0 | 0 | 0 | 0 | 0 | 5 | 0 | 0 | 0 | 0 | 0 | 0 | 0 | 0 | 0 | 5
1- Preferred Resource Strategy | [24 empty] | 0
1- Preferred Resource Strategy
1- Preferred Resource Strategy
1- Preferred Resource Strategy | Washington
1- Preferred Resource Strategy | NG CT | 0 | 0 | 0 | 0 | 0 | 0 | 0 | 0 | 0 | 0 | 0 | 0 | 0 | 0 | 0 | 0 | 0 | 0 | 0 | 0 | 0 | 0 | 0 | 0
1- Preferred Resource Strategy | Solar | 0 | 0.66843 | 0.67701 | 0.68633 | 0.69762 | 0.7109 | 0.71994 | 0.72744 | 0.74105 | 0.75298 | 0.76027 | 0.1 | 0.1 | 0.1 | 0.1 | 0.1 | 0.1 | 0.1 | 0.17306 | 0.1 | 0.18249 | 0.10276 | 0.1119 | 8.5122
1- Preferred Resource Strategy | Storage Added to Solar | 0 | 0 | 0 | 0 | 0 | 0 | 0 | 0 | 0 | 0 | 0 | 0.1 | 0.1 | 0.1 | 0.1 | 0.1 | 0.1 | 0.1 | 0 | 0.1 | 0 | 0.10276 | 0.1119 | 1.0147
1- Preferred Resource Strategy | Wind | 0 | 0 | 0 | 0 | 125.0528 | 0 | 0 | 150 | 0 | 174.9472 | 0 | 0 | 0 | 0 | 0 | 0 | 0 | 0 | 140 | 105 | 0 | 137.1797 | 508.3715 | 1340.5511
1- Preferred Resource Strategy | Storage | 0 | 0 | 0 | 0 | 25 | 0 | 35.662 | 0 | 0 | 147.4063 | 0 | 0 | 0 | 0 | 0 | 0 | 0 | 51.4849 | 0 | 0 | 0 | 25 | 100 | 384.5532
1- Preferred Resource Strategy | Hydrogen/Ammonia | 0 | 0 | 0 | 0 | 0 | 0 | 0 | 0 | 0 | 0 | 0 | 0 | 0 | 0 | 0 | 0 | 0 | 0 | 0 | 0 | 0 | 0 | 218.7723 | 218.7723
1- Preferred Resource Strategy | Other "Clean" Baseload | 0 | 0 | 0 | 0 | 0 | 0 | 0 | 0 | 20 | 0 | 0 | 0 | 0 | 0 | 0 | 0 | 0 | 0 | 0 | 0 | 0 | 0 | 20 | 40
1- Preferred Resource Strategy | Existing Plant Upgrades | 0 | 0 | 0 | 0 | 0 | 0 | 0 | 0 | 0 | 0 | 0 | 0 | 0 | 0 | 0 | 0 | 0 | 0 | 0 | 0 | 0 | 0 | 0 | 0
1- Preferred Resource Strategy | DR Capability | 0 | 0 | 6.7666 | 0 | 0 | 0 | 0 | 0 | 0 | 0 | 0 | 0 | 0 | 0 | 0 | 0 | 0 | 0 | 0 | 0 | 0 | 0 | 0 | 6.7666
1- Preferred Resource Strategy | EE- Winter Capacity | 1.4907 | 1.863 | 2.1161 | 2.486 | 2.6626 | 2.7982 | 2.8778 | 2.7149 | 3.1042 | 3.2108 | 3.2146 | 3.227 | 3.17 | 3.1136 | 2.979 | 2.5803 | 2.4704 | 2.3584 | 2.3206 | 2.2711 | 1.3853 | 1.4522 | 1.0234 | 1.0234
1- Preferred Resource Strategy | EE- Summer Capacity | 1.3981 | 1.7798 | 2.0658 | 2.496 | 2.734 | 2.9286 | 3.0599 | 2.9555 | 3.3718 | 3.5532 | 3.6032 | 3.6125 | 3.5249 | 3.4127 | 3.211 | 2.6888 | 2.5515 | 2.3605 | 2.2429 | 2.177 | 1.3706 | 1.422 | 1.0298 | 59.5503
1- Preferred Resource Strategy
1- Preferred Resource Strategy | Idaho
1- Preferred Resource Strategy | NG CT | 0 | 0 | 0 | 0 | 186.1822 | 0 | 0 | 0 | 0 | 0 | 0 | 0 | 0 | 0 | 0 | 0 | 0 | 0 | 0 | 0 | 0 | 0 | 0 | 186.1822
1- Preferred Resource Strategy | Solar | 0 | 0 | 0 | 0 | 0 | 0 | 0 | 0 | 0 | 0 | 0 | 0 | 0 | 0 | 0 | 0 | 0 | 0 | 0 | 0 | 0 | 0 | 0 | 0
1- Preferred Resource Strategy | Storage Added to Solar | 0 | 0 | 0 | 0 | 0 | 0 | 0 | 0 | 0 | 0 | 0 | 0 | 0 | 0 | 0 | 0 | 0 | 0 | 0 | 0 | 0 | 0 | 0 | 0
1- Preferred Resource Strategy | Wind | 0 | 0 | 0 | 0 | 0 | 0 | 0 | 0 | 0 | 0 | 0 | 0 | 0 | 0 | 0 | 0 | 0 | 0 | 0 | 0 | 0 | 0 | 0 | 0
1- Preferred Resource Strategy | Storage | 0 | 0 | 0 | 0 | 0 | 0 | 0 | 0 | 0 | 0 | 0 | 0 | 0 | 0 | 0 | 0 | 0 | 0 | 0 | 37.7838 | 0 | 0 | 0 | 37.7838
1- Preferred Resource Strategy | Hydrogen/Ammonia | 0 | 0 | 0 | 0 | 0 | 0 | 0 | 0 | 0 | 0 | 0 | 0 | 0 | 0 | 0 | 0 | 0 | 0 | 0 | 0 | 0 | 0 | 78.974 | 78.974
1- Preferred Resource Strategy | Other "Clean" Baseload | 0 | 0 | 0 | 0 | 0 | 0 | 0 | 0 | 0 | 0 | 0 | 0 | 0 | 0 | 0 | 0 | 0 | 0 | 0 | 0 | 0 | 0 | 0 | 0
1- Preferred Resource Strategy | Existing Plant Upgrades | 0 | 0 | 0 | 0 | 0 | 0 | 0 | 0 | 0 | 0 | 0 | 0 | 0 | 0 | 0 | 0 | 0 | 0 | 0 | 0 | 0 | 0 | 0 | 0
1- Preferred Resource Strategy | DR Capability | 0 | 0 | 0 | 0 | 0 | 0 | 0 | 0 | 0 | 0 | 0 | 0 | 0 | 0 | 0 | 0 | 0 | 0 | 0 | 0 | 0 | 0 | 0 | 0
1- Preferred Resource Strategy | EE- Winter Capacity | 0.72286 | 0.88961 | 1.0437 | 1.2107 | 1.3122 | 1.3884 | 1.4287 | 1.4127 | 1.5308 | 1.5597 | 1.5293 | 1.5177 | 1.4697 | 1.4268 | 1.356 | 1.1583 | 1.1071 | 1.0514 | 1.0021 | 0.99435 | 0.56535 | 0.56305 | 0.44357 | 0.44357
1- Preferred Resource Strategy | EE- Summer Capacity | 0.63522 | 0.79824 | 0.95089 | 1.1295 | 1.2399 | 1.3231 | 1.3711 | 1.3637 | 1.4925 | 1.5476 | 1.5449 | 1.5524 | 1.5124 | 1.4671 | 1.3878 | 1.1815 | 1.1405 | 1.0622 | 0.99853 | 0.97854 | 0.59485 | 0.58929 | 0.4743 | 26.3361
1- Preferred Resource Strategy
1- Preferred Resource Strategy | Energy Efficiency Energy (GWh excludes losses)
1- Preferred Resource Strategy | WA | 20.4204 | 44.4872 | 72.0201 | 101.7261 | 134.1634 | 169.4724 | 206.4668 | 242.4307 | 278.5134 | 312.9028 | 343.7545 | 371.2424 | 395.6127 | 417.3375 | 436.8562 | 452.3987 | 466.548 | 479.1188 | 491.0339 | 502.3046 | 508.6932 | 514.9442 | 519.7135 | 59.328
1- Preferred Resource Strategy | ID | 8.1849 | 17.7397 | 28.6828 | 40.4034 | 53.1305 | 66.7396 | 80.8259 | 94.5981 | 108.5639 | 122.1745 | 133.9799 | 144.9086 | 155.0516 | 164.5085 | 173.3236 | 180.5287 | 187.2388 | 193.31 | 199.0288 | 204.4916 | 207.3694 | 210.1311 | 212.3883 | 24.2452
1- Preferred Resource Strategy | Total | 28.6054 | 62.2268 | 100.7028 | 142.1295 | 187.2939 | 236.212 | 287.2927 | 337.0287 | 387.0773 | 435.0773 | 477.7343 | 516.1509 | 550.6643 | 581.846 | 610.1798 | 632.9274 | 653.7868 | 672.4288 | 690.0627 | 706.7962 | 716.0627 | 725.0753 | 732.1018 | 83.5733
1- Preferred Resource Strategy
1- Preferred Resource Strategy | aMW w/ losses
1- Preferred Resource Strategy | WA | 2.4536 | 5.3484 | 8.6779 | 12.2576 | 16.1668 | 20.3779 | 24.8816 | 29.2168 | 33.5672 | 37.6321 | 41.435 | 44.751 | 47.6917 | 50.2052 | 52.6706 | 54.5483 | 56.2584 | 57.6546 | 59.2201 | 60.5843 | 61.3601 | 61.9875 | 62.701 | 62.701
1- Preferred Resource Strategy | ID | 0.98344 | 2.1327 | 3.4561 | 4.8684 | 6.4023 | 8.025 | 9.7404 | 11.4006 | 13.0844 | 14.6937 | 16.1495 | 17.4679 | 18.6917 | 19.7902 | 20.8972 | 21.7674 | 22.5781 | 23.2619 | 24.0034 | 24.6643 | 25.0135 | 25.295 | 25.6237 | 25.6237
1- Preferred Resource Strategy | Total | 3.437 | 7.4811 | 12.1339 | 17.126 | 22.5691 | 28.4028 | 34.622 | 40.6174 | 46.6517 | 52.3258 | 57.5845 | 62.2189 | 66.3834 | 69.9954 | 73.5678 | 76.3157 | 78.8365 | 80.9165 | 83.2235 | 85.2486 | 86.3736 | 87.2825 | 88.3247 | 88.3247
2- Alternative Lowest Reasonable Cost Portfolio | Shared System Resource
2- Alternative Lowest Reasonable Cost Portfolio | NG CT | 0 | 0 | 0 | 0 | 0 | 0 | 0 | 0 | 0 | 0 | 0 | 0 | 0 | 0 | 0 | 0 | 0 | 0 | 0 | 0 | 0 | 0 | 0 | 0
2- Alternative Lowest Reasonable Cost Portfolio | Solar | 0 | 0 | 0 | 0 | 0 | 0 | 0 | 0 | 0 | 0 | 0 | 0 | 0 | 0 | 0 | 0 | 0 | 0 | 0 | 0 | 0 | 0 | 0 | 0
2- Alternative Lowest Reasonable Cost Portfolio | Storage Added to Solar | 0 | 0 | 0 | 0 | 0 | 0 | 0 | 0 | 0 | 0 | 0 | 0 | 0 | 0 | 0 | 0 | 0 | 0 | 0 | 0 | 0 | 0 | 0 | 0
2- Alternative Lowest Reasonable Cost Portfolio | Wind | 0 | 0 | 0 | 0 | 0 | 0 | 0 | 0 | 0 | 0 | 0 | 0 | 0 | 0 | 0 | 0 | 0 | 0 | 0 | 0 | 0 | 0 | 0 | 0
2- Alternative Lowest Reasonable Cost Portfolio | Storage | 0 | 0 | 0 | 0 | 0 | 0 | 0 | 0 | 0 | 0 | 0 | 0 | 0 | 0 | 0 | 105.9097 | 0 | 0 | 0 | 0 | 0 | 0 | 0 | 105.9097
2- Alternative Lowest Reasonable Cost Portfolio | Hydrogen/Ammonia | 0 | 0 | 0 | 0 | 0 | 0 | 0 | 0 | 0 | 0 | 0 | 0 | 0 | 74.678 | 0 | 0 | 0 | 0 | 0 | 0 | 0 | 0 | 0 | 74.678
2- Alternative Lowest Reasonable Cost Portfolio | Other "Clean" Baseload | 0 | 0 | 0 | 0 | 0 | 0 | 0 | 0 | 0 | 0 | 0 | 0 | 0 | 0 | 0 | 0 | 0 | 0 | 0 | 0 | 0 | 0 | 0 | 0
2- Alternative Lowest Reasonable Cost Portfolio | Existing Plant Upgrades | 0 | 0 | 0 | 0 | 11 | 10 | 0 | 0 | 0 | 0 | 0 | 0 | 5 | 0 | 0 | 0 | 0 | 0 | 0 | 0 | 0 | 0 | 0 | 26
2- Alternative Lowest Reasonable Cost Portfolio
2- Alternative Lowest Reasonable Cost Portfolio
2- Alternative Lowest Reasonable Cost Portfolio
2- Alternative Lowest Reasonable Cost Portfolio | Washington
2- Alternative Lowest Reasonable Cost Portfolio | NG CT | 0 | 0 | 0 | 0 | 0 | 0 | 0 | 0 | 0 | 0 | 0 | 0 | 0 | 0 | 0 | 0 | 0 | 0 | 0 | 0 | 0 | 0 | 0 | 0
2- Alternative Lowest Reasonable Cost Portfolio | Solar | 0 | 0 | 0 | 0 | 0 | 0 | 0 | 0 | 0 | 0 | 0 | 0 | 0 | 0 | 0 | 0 | 0 | 0 | 0 | 0 | 0 | 0 | 0 | 0
2- Alternative Lowest Reasonable Cost Portfolio | Storage Added to Solar | 0 | 0 | 0 | 0 | 0 | 0 | 0 | 0 | 0 | 0 | 0 | 0 | 0 | 0 | 0 | 0 | 0 | 0 | 0 | 0 | 0 | 0 | 0 | 0
2- Alternative Lowest Reasonable Cost Portfolio | Wind | 0 | 0 | 0 | 0 | 300 | 0 | 0 | 178.1586 | 0 | 0 | 0 | 0 | 0 | 0 | 0 | 0 | 0 | 0 | 0 | 0 | 0 | 0 | 228.1434 | 706.302
2- Alternative Lowest Reasonable Cost Portfolio | Storage | 0 | 0 | 0 | 0 | 25 | 0 | 0 | 0 | 0 | 130.1308 | 0 | 0 | 0 | 0 | 0 | 0 | 0 | 0 | 0 | 0 | 28.6947 | 167.4541 | 110.9197 | 462.1993
2- Alternative Lowest Reasonable Cost Portfolio | Hydrogen/Ammonia | 0 | 0 | 0 | 0 | 0 | 0 | 0 | 0 | 0 | 0 | 0 | 0 | 0 | 0 | 0 | 0 | 0 | 0 | 74 | 75.332 | 0 | 0 | 0 | 149.332
2- Alternative Lowest Reasonable Cost Portfolio | Other "Clean" Baseload | 0 | 0 | 0 | 0 | 0 | 0 | 20 | 0 | 0 | 0 | 0 | 0 | 0 | 0 | 0 | 0 | 0 | 0 | 0 | 0 | 0 | 0 | 0 | 20
2- Alternative Lowest Reasonable Cost Portfolio | Existing Plant Upgrades | 0 | 0 | 0 | 0 | 0 | 0 | 0 | 0 | 0 | 0 | 0 | 0 | 0 | 0 | 0 | 0 | 0 | 0 | 0 | 0 | 0 | 0 | 0 | 0
2- Alternative Lowest Reasonable Cost Portfolio | DR Capability | 0 | 0 | 6.7666 | 0 | 0 | 0 | 0 | 0 | 0 | 0 | 0 | 0 | 0 | 0 | 0 | 0 | 0 | 0 | 0 | 0 | 0 | 0 | 0 | 6.7666
2- Alternative Lowest Reasonable Cost Portfolio | EE- Winter Capacity | 1.4907 | 1.863 | 2.116 | 2.486 | 2.6626 | 2.7982 | 2.8778 | 2.7148 | 3.1042 | 3.2108 | 3.2146 | 3.227 | 3.17 | 3.1136 | 2.979 | 2.5803 | 2.4704 | 2.3584 | 2.3206 | 2.2711 | 1.3853 | 1.4522 | 1.0234 | 1.0234
2- Alternative Lowest Reasonable Cost Portfolio | EE- Summer Capacity | 1.3981 | 1.7798 | 2.0658 | 2.4959 | 2.7339 | 2.9285 | 3.0598 | 2.9554 | 3.3716 | 3.5531 | 3.6031 | 3.6124 | 3.5249 | 3.4127 | 3.211 | 2.6888 | 2.5515 | 2.3605 | 2.2429 | 2.177 | 1.3706 | 1.422 | 1.0298 | 59.5491
2- Alternative Lowest Reasonable Cost Portfolio
2- Alternative Lowest Reasonable Cost Portfolio | Idaho
2- Alternative Lowest Reasonable Cost Portfolio | NG CT | 0 | 0 | 0 | 0 | 180.495 | 0 | 0 | 0 | 0 | 0 | 0 | 0 | 0 | 0 | 0 | 0 | 0 | 0 | 180.495 | 0 | 0 | 0 | 0 | 360.99
2- Alternative Lowest Reasonable Cost Portfolio | Solar | 0 | 0 | 0 | 0 | 0 | 0 | 0 | 0 | 0 | 0 | 0 | 0 | 0 | 0 | 0 | 0 | 0 | 0 | 0 | 0 | 0 | 0 | 0 | 0
2- Alternative Lowest Reasonable Cost Portfolio | Storage Added to Solar | 0 | 0 | 0 | 0 | 0 | 0 | 0 | 0 | 0 | 0 | 0 | 0 | 0 | 0 | 0 | 0 | 0 | 0 | 0 | 0 | 0 | 0 | 0 | 0
2- Alternative Lowest Reasonable Cost Portfolio | Wind | 0 | 0 | 0 | 0 | 0 | 0 | 0 | 0 | 0 | 0 | 0 | 0 | 0 | 0 | 0 | 0 | 0 | 0 | 0 | 0 | 0 | 0 | 0 | 0
2- Alternative Lowest Reasonable Cost Portfolio | Storage | 0 | 0 | 0 | 0 | 0 | 0 | 0 | 0 | 0 | 0 | 0 | 0 | 0 | 0 | 25 | 0 | 0 | 0 | 0 | 0 | 0 | 0 | 42.2975 | 67.2975
2- Alternative Lowest Reasonable Cost Portfolio | Hydrogen/Ammonia | 0 | 0 | 0 | 0 | 0 | 0 | 0 | 0 | 0 | 0 | 0 | 0 | 0 | 0 | 0 | 0 | 0 | 0 | 0 | 0 | 0 | 0 | 0 | 0
2- Alternative Lowest Reasonable Cost Portfolio | Other "Clean" Baseload | 0 | 0 | 0 | 0 | 0 | 0 | 0 | 0 | 0 | 0 | 0 | 0 | 0 | 0 | 0 | 0 | 0 | 0 | 0 | 0 | 0 | 0 | 0 | 0
2- Alternative Lowest Reasonable Cost Portfolio | Existing Plant Upgrades | 0 | 0 | 0 | 0 | 0 | 0 | 0 | 0 | 0 | 0 | 0 | 0 | 0 | 0 | 0 | 0 | 0 | 0 | 0 | 0 | 0 | 0 | 0 | 0
2- Alternative Lowest Reasonable Cost Portfolio | DR Capability | 0 | 0 | 0 | 0 | 0 | 0 | 0 | 0 | 0 | 0 | 0 | 0 | 0 | 0 | 0 | 0 | 0 | 0 | 0 | 0 | 0 | 0 | 0 | 0
2- Alternative Lowest Reasonable Cost Portfolio | EE- Winter Capacity | 0.71572 | 0.87837 | 1.0225 | 1.1859 | 1.2839 | 1.3581 | 1.3973 | 1.3736 | 1.491 | 1.5191 | 1.4885 | 1.4765 | 1.428 | 1.3846 | 1.314 | 1.1158 | 1.0645 | 1.0081 | 0.95911 | 0.95098 | 0.52942 | 0.53038 | 0.42126 | 0.42126
2- Alternative Lowest Reasonable Cost Portfolio | EE- Summer Capacity | 0.62984 | 0.78962 | 0.93479 | 1.1105 | 1.218 | 1.2994 | 1.3462 | 1.3329 | 1.4607 | 1.5148 | 1.5117 | 1.5183 | 1.4776 | 1.4315 | 1.352 | 1.1449 | 1.1031 | 1.0242 | 0.96038 | 0.93969 | 0.56163 | 0.55871 | 0.45157 | 25.6721
2- Alternative Lowest Reasonable Cost Portfolio
2- Alternative Lowest Reasonable Cost Portfolio | Energy Efficiency Energy (GWh excludes losses)
2- Alternative Lowest Reasonable Cost Portfolio | WA | 20.232 | 44.08 | 71.3628 | 100.8017 | 132.9627 | 167.9843 | 204.7045 | 240.4295 | 276.3228 | 310.5765 | 341.3417 | 368.7858 | 393.1403 | 414.8658 | 434.3917 | 449.9453 | 464.1014 | 476.6756 | 488.5927 | 499.8646 | 506.2539 | 512.5051 | 517.2743 | 59.0496
2- Alternative Lowest Reasonable Cost Portfolio | ID | 8.1325 | 17.6048 | 28.3919 | 39.9301 | 52.4487 | 65.8349 | 79.6885 | 93.1723 | 106.8436 | 120.1546 | 131.6562 | 142.2774 | 152.1097 | 161.253 | 169.7518 | 176.6384 | 183.0274 | 188.7757 | 194.1674 | 199.3026 | 201.9074 | 204.4237 | 206.5044 | 23.5736
2- Alternative Lowest Reasonable Cost Portfolio | Total | 28.3645 | 61.6848 | 99.7547 | 140.7318 | 185.4115 | 233.8192 | 284.393 | 333.6018 | 383.1663 | 430.7311 | 472.9979 | 511.0632 | 545.2499 | 576.1188 | 604.1435 | 626.5837 | 647.1288 | 665.4512 | 682.7601 | 699.1672 | 708.1613 | 716.9288 | 723.7788 | 82.6231
2- Alternative Lowest Reasonable Cost Portfolio
2- Alternative Lowest Reasonable Cost Portfolio | aMW w/ losses
2- Alternative Lowest Reasonable Cost Portfolio | WA | 2.4309 | 5.2994 | 8.5987 | 12.1462 | 16.0221 | 20.1989 | 24.6692 | 28.9757 | 33.3032 | 37.3524 | 41.1442 | 44.4549 | 47.3937 | 49.9079 | 52.3735 | 54.2525 | 55.9634 | 57.3606 | 58.9257 | 60.29 | 61.0659 | 61.6939 | 62.4067 | 62.4067
2- Alternative Lowest Reasonable Cost Portfolio | ID | 0.97714 | 2.1165 | 3.421 | 4.8114 | 6.3201 | 7.9162 | 9.6034 | 11.2288 | 12.8771 | 14.4507 | 15.8694 | 17.1507 | 18.3371 | 19.3985 | 20.4665 | 21.2983 | 22.0702 | 22.7162 | 23.4171 | 24.0384 | 24.3547 | 24.6079 | 24.9138 | 24.9138
2- Alternative Lowest Reasonable Cost Portfolio | Total | 3.4081 | 7.4159 | 12.0197 | 16.9576 | 22.3422 | 28.1151 | 34.2725 | 40.2044 | 46.1803 | 51.8031 | 57.0136 | 61.6056 | 65.7307 | 69.3064 | 72.84 | 75.5508 | 78.0336 | 80.0768 | 82.3428 | 84.3284 | 85.4206 | 86.3018 | 87.3205 | 87.3205
Shared System Resource
3- No CETA/NCF no SCGHG | NG CT | 0 | 0 | 0 | 0 | 222.1775 | 0 | 0 | 0 | 0 | 0 | 0 | 0 | 0 | 192.3275 | 0 | 0 | 0 | 180.495 | 0 | 0 | 0 | 0 | 0 | 595
3- No CETA/NCF no SCGHG | Solar | 0 | 0 | 0 | 0 | 0 | 0 | 0 | 0 | 0 | 0 | 0 | 0 | 0 | 0 | 0 | 0 | 0 | 0 | 0 | 0 | 0 | 0 | 0 | 0
3- No CETA/NCF no SCGHG | Storage Added to Solar | 0 | 0 | 0 | 0 | 0 | 0 | 0 | 0 | 0 | 0 | 0 | 0 | 0 | 0 | 0 | 0 | 0 | 0 | 0 | 0 | 0 | 0 | 0 | 0
3- No CETA/NCF no SCGHG | Wind | 0 | 0 | 0 | 0 | 0 | 0 | 0 | 0 | 0 | 0 | 0 | 0 | 0 | 0 | 0 | 0 | 0 | 0 | 0 | 0 | 0 | 0 | 0 | 0
3- No CETA/NCF no SCGHG | Storage | 0 | 0 | 0 | 0 | 0 | 0 | 0 | 0 | 0 | 0 | 0 | 0 | 0 | 0 | 0 | 0 | 0 | 0 | 0 | 31.6489 | 100 | 100 | 136.5244 | 368.1733
3- No CETA/NCF no SCGHG | Hydrogen/Ammonia | 0 | 0 | 0 | 0 | 0 | 0 | 0 | 0 | 0 | 0 | 0 | 0 | 0 | 0 | 0 | 0 | 0 | 0 | 0 | 0 | 0 | 0 | 0 | 0
3- No CETA/NCF no SCGHG | Other "Clean" Baseload | 0 | 0 | 0 | 0 | 0 | 0 | 0 | 0 | 0 | 0 | 0 | 0 | 0 | 0 | 0 | 0 | 0 | 0 | 0 | 0 | 0 | 0 | 0 | 0
3- No CETA/NCF no SCGHG | Existing Plant Upgrades | 0 | 0 | 0 | 0 | 0 | 0 | 0 | 0 | 0 | 0 | 0 | 0 | 5 | 0 | 0 | 0 | 0 | 0 | 0 | 0 | 0 | 0 | 0 | 5
3- No CETA/NCF no SCGHG
3- No CETA/NCF no SCGHG
3- No CETA/NCF no SCGHG
3- No CETA/NCF no SCGHG | Washington
3- No CETA/NCF no SCGHG | NG CT | 0 | 0 | 0 | 0 | 0 | 0 | 0 | 0 | 0 | 0 | 0 | 0 | 0 | 0 | 0 | 0 | 0 | 0 | 0 | 0 | 0 | 0 | 0 | 0
3- No CETA/NCF no SCGHG | Solar | 0 | 0 | 0 | 0 | 0 | 0 | 0 | 0 | 0 | 0 | 0 | 0 | 0 | 0 | 0 | 0 | 0 | 0 | 0 | 0 | 0 | 0 | 0 | 0
3- No CETA/NCF no SCGHG | Storage Added to Solar | 0 | 0 | 0 | 0 | 0 | 0 | 0 | 0 | 0 | 0 | 0 | 0 | 0 | 0 | 0 | 0 | 0 | 0 | 0 | 0 | 0 | 0 | 0 | 0
3- No CETA/NCF no SCGHG | Wind | 0 | 0 | 0 | 0 | 0 | 0 | 0 | 0 | 0 | 280.6834 | 0 | 0 | 0 | 0 | 0 | 0 | 0 | 0 | 0 | 0 | 0 | 0 | 0 | 280.6834
3- No CETA/NCF no SCGHG | Storage | 0 | 0 | 0 | 0 | 0 | 0 | 0 | 0 | 0 | 0 | 0 | 0 | 0 | 0 | 0 | 0 | 0 | 0 | 0 | 0 | 0 | 0 | 75.9792 | 75.9792
3- No CETA/NCF no SCGHG | Hydrogen/Ammonia | 0 | 0 | 0 | 0 | 0 | 0 | 0 | 0 | 0 | 0 | 0 | 0 | 0 | 0 | 0 | 0 | 0 | 0 | 0 | 0 | 0 | 0 | 0 | 0
3- No CETA/NCF no SCGHG | Other "Clean" Baseload | 0 | 0 | 0 | 0 | 0 | 0 | 0 | 0 | 0 | 0 | 0 | 0 | 0 | 0 | 0 | 0 | 0 | 0 | 0 | 0 | 0 | 0 | 0 | 0
3- No CETA/NCF no SCGHG | Existing Plant Upgrades | 0 | 0 | 0 | 0 | 0 | 0 | 0 | 0 | 0 | 0 | 0 | 0 | 0 | 0 | 0 | 0 | 0 | 0 | 0 | 0 | 0 | 0 | 0 | 0
3- No CETA/NCF no SCGHG | DR Capability | 0 | 0 | 6.7666 | 0 | 0 | 0 | 0 | 0 | 0 | 0 | 0 | 0 | 0 | 0 | 0 | 0 | 0 | 0 | 0 | 0 | 0 | 0 | 0 | 6.7666
3- No CETA/NCF no SCGHG | EE- Winter Capacity | 1.4907 | 1.863 | 2.1161 | 2.486 | 2.6626 | 2.7982 | 2.8778 | 2.7149 | 3.1042 | 3.2108 | 3.2146 | 3.227 | 3.17 | 3.1136 | 2.979 | 2.5803 | 2.4704 | 2.3584 | 2.3206 | 2.2711 | 1.3853 | 1.4522 | 1.0234 | 1.0234
3- No CETA/NCF no SCGHG | EE- Summer Capacity | 1.3981 | 1.7798 | 2.0658 | 2.496 | 2.734 | 2.9286 | 3.0599 | 2.9555 | 3.3718 | 3.5532 | 3.6032 | 3.6125 | 3.5249 | 3.4127 | 3.211 | 2.6888 | 2.5515 | 2.3605 | 2.2429 | 2.177 | 1.3706 | 1.422 | 1.0298 | 59.5503
3- No CETA/NCF no SCGHG
3- No CETA/NCF no SCGHG | Idaho
3- No CETA/NCF no SCGHG | NG CT | 0 | 0 | 0 | 0 | 0 | 0 | 0 | 0 | 0 | 0 | 0 | 0 | 0 | 0 | 0 | 0 | 0 | 0 | 0 | 0 | 0 | 0 | 0 | 0
3- No CETA/NCF no SCGHG | Solar | 0 | 0 | 0 | 0 | 0 | 0 | 0 | 0 | 0 | 0 | 0 | 0 | 0 | 0 | 0 | 0 | 0 | 0 | 0 | 0 | 0 | 0 | 0 | 0
3- No CETA/NCF no SCGHG | Storage Added to Solar | 0 | 0 | 0 | 0 | 0 | 0 | 0 | 0 | 0 | 0 | 0 | 0 | 0 | 0 | 0 | 0 | 0 | 0 | 0 | 0 | 0 | 0 | 0 | 0
3- No CETA/NCF no SCGHG | Wind | 0 | 0 | 0 | 0 | 0 | 0 | 0 | 0 | 0 | 169.3166 | 0 | 0 | 0 | 0 | 0 | 0 | 0 | 0 | 0 | 0 | 0 | 0 | 0 | 169.3166
3- No CETA/NCF no SCGHG | Storage | 0 | 0 | 0 | 0 | 0 | 0 | 27.0719 | 0 | 25 | 29.6623 | 0 | 0 | 0 | 0 | 0 | 0 | 0 | 0 | 0 | 60.2659 | 0 | 0 | 0 | 142.0001
3- No CETA/NCF no SCGHG | Hydrogen/Ammonia | 0 | 0 | 0 | 0 | 0 | 0 | 0 | 0 | 0 | 0 | 0 | 0 | 0 | 0 | 0 | 0 | 0 | 0 | 0 | 0 | 0 | 0 | 0 | 0
3- No CETA/NCF no SCGHG | Other "Clean" Baseload | 0 | 0 | 0 | 0 | 0 | 0 | 0 | 0 | 0 | 0 | 0 | 0 | 0 | 0 | 0 | 0 | 0 | 0 | 0 | 0 | 0 | 0 | 0 | 0
3- No CETA/NCF no SCGHG | Existing Plant Upgrades | 0 | 0 | 0 | 0 | 0 | 0 | 0 | 0 | 0 | 0 | 0 | 0 | 0 | 0 | 0 | 0 | 0 | 0 | 0 | 0 | 0 | 0 | 0 | 0
3- No CETA/NCF no SCGHG | DR Capability | 0 | 0 | 0 | 0 | 5.3359 | 0 | 0 | 0 | 0 | 0 | 0 | 0 | 0 | 0 | 0 | 0 | 0 | 0 | 0 | 0 | 0 | 0 | 0 | 5.3359
3- No CETA/NCF no SCGHG | EE- Winter Capacity | 0.72286 | 0.88961 | 1.0437 | 1.2107 | 1.3122 | 1.3884 | 1.4287 | 1.4127 | 1.5308 | 1.5597 | 1.5293 | 1.5177 | 1.4697 | 1.4268 | 1.356 | 1.1583 | 1.1071 | 1.0514 | 1.0021 | 0.99435 | 0.56535 | 0.56305 | 0.44357 | 0.44357
3- No CETA/NCF no SCGHG | EE- Summer Capacity | 0.63528 | 0.79839 | 0.95115 | 1.1299 | 1.2405 | 1.3239 | 1.3721 | 1.365 | 1.494 | 1.5493 | 1.5469 | 1.5545 | 1.5146 | 1.4694 | 1.3901 | 1.1838 | 1.1427 | 1.0644 | 1.0006 | 0.98058 | 0.59686 | 0.59124 | 0.47612 | 26.3714
3- No CETA/NCF no SCGHG
3- No CETA/NCF no SCGHG | Energy Efficiency Energy (GWh excludes losses)
3- No CETA/NCF no SCGHG | WA | 20.4204 | 44.4872 | 72.0201 | 101.7261 | 134.1634 | 169.4724 | 206.4668 | 242.4307 | 278.5134 | 312.9028 | 343.7545 | 371.2424 | 395.6127 | 417.3375 | 436.8562 | 452.3987 | 466.548 | 479.1188 | 491.0339 | 502.3046 | 508.6932 | 514.9442 | 519.7135 | 59.328
3- No CETA/NCF no SCGHG | ID | 8.1513 | 17.6738 | 28.586 | 40.2774 | 52.9769 | 66.56 | 80.6219 | 94.3711 | 108.3155 | 121.906 | 133.6923 | 144.603 | 154.7287 | 164.169 | 172.9677 | 180.177 | 186.8909 | 192.9658 | 198.688 | 204.1539 | 207.0388 | 209.8072 | 212.0706 | 24.209
3- No CETA/NCF no SCGHG | Total | 28.5718 | 62.161 | 100.6061 | 142.0036 | 187.1403 | 236.0324 | 287.0887 | 336.8018 | 386.8289 | 434.8088 | 477.4468 | 515.8454 | 550.3415 | 581.5064 | 609.824 | 632.5757 | 653.439 | 672.0847 | 689.7219 | 706.4585 | 715.7321 | 724.7513 | 731.7841 | 83.537
3- No CETA/NCF no SCGHG
3- No CETA/NCF no SCGHG | aMW w/ losses
3- No CETA/NCF no SCGHG | WA | 2.4536 | 5.3484 | 8.6779 | 12.2576 | 16.1668 | 20.3779 | 24.8816 | 29.2168 | 33.5672 | 37.6321 | 41.435 | 44.751 | 47.6917 | 50.2052 | 52.6706 | 54.5483 | 56.2584 | 57.6546 | 59.2201 | 60.5843 | 61.3601 | 61.9875 | 62.701 | 62.701
3- No CETA/NCF no SCGHG | ID | 0.9794 | 2.1248 | 3.4444 | 4.8533 | 6.3838 | 8.0034 | 9.7158 | 11.3733 | 13.0545 | 14.6614 | 16.1148 | 17.431 | 18.6528 | 19.7493 | 20.8543 | 21.725 | 22.5361 | 23.2205 | 23.9623 | 24.6236 | 24.9737 | 25.256 | 25.5853 | 25.5853
3- No CETA/NCF no SCGHG | Total | 3.433 | 7.4732 | 12.1223 | 17.1109 | 22.5506 | 28.3812 | 34.5974 | 40.5901 | 46.6217 | 52.2935 | 57.5499 | 62.1821 | 66.3445 | 69.9546 | 73.5249 | 76.2733 | 78.7945 | 80.875 | 83.1824 | 85.2079 | 86.3338 | 87.2435 | 88.2863 | 88.2863
4- No Resource Additons | Shared System Resource
4- No Resource Additons | NG CT | 0 | 0 | 0 | 0 | 0 | 0 | 0 | 0 | 0 | 0 | 0 | 0 | 0 | 0 | 0 | 0 | 0 | 0 | 0 | 0 | 0 | 0 | 0 | 0
4- No Resource Additons | Solar | 0 | 0 | 0 | 0 | 0 | 0 | 0 | 0 | 0 | 0 | 0 | 0 | 0 | 0 | 0 | 0 | 0 | 0 | 0 | 0 | 0 | 0 | 0 | 0
4- No Resource Additons | Storage Added to Solar | 0 | 0 | 0 | 0 | 0 | 0 | 0 | 0 | 0 | 0 | 0 | 0 | 0 | 0 | 0 | 0 | 0 | 0 | 0 | 0 | 0 | 0 | 0 | 0
4- No Resource Additons | Wind | 0 | 0 | 0 | 0 | 0 | 0 | 0 | 0 | 0 | 0 | 0 | 0 | 0 | 0 | 0 | 0 | 0 | 0 | 0 | 0 | 0 | 0 | 0 | 0
4- No Resource Additons | Storage | 0 | 0 | 0 | 0 | 0 | 0 | 0 | 0 | 0 | 0 | 0 | 0 | 0 | 0 | 0 | 0 | 0 | 0 | 0 | 0 | 0 | 0 | 0 | 0
4- No Resource Additons | Hydrogen/Ammonia | 0 | 0 | 0 | 0 | 0 | 0 | 0 | 0 | 0 | 0 | 0 | 0 | 0 | 0 | 0 | 0 | 0 | 0 | 0 | 0 | 0 | 0 | 0 | 0
4- No Resource Additons | Other "Clean" Baseload | 0 | 0 | 0 | 0 | 0 | 0 | 0 | 0 | 0 | 0 | 0 | 0 | 0 | 0 | 0 | 0 | 0 | 0 | 0 | 0 | 0 | 0 | 0 | 0
4- No Resource Additons | Existing Plant Upgrades | 0 | 0 | 0 | 0 | 0 | 0 | 0 | 0 | 0 | 0 | 0 | 0 | 0 | 0 | 0 | 0 | 0 | 0 | 0 | 0 | 0 | 0 | 0 | 0
4- No Resource Additons | [24 empty] | 0
4- No Resource Additons
4- No Resource Additons
4- No Resource Additons | Washington
4- No Resource Additons | NG CT | 0 | 0 | 0 | 0 | 0 | 0 | 0 | 0 | 0 | 0 | 0 | 0 | 0 | 0 | 0 | 0 | 0 | 0 | 0 | 0 | 0 | 0 | 0 | 0
4- No Resource Additons | Solar | 0 | 0 | 0 | 0 | 0 | 0 | 0 | 0 | 0 | 0 | 0 | 0 | 0 | 0 | 0 | 0 | 0 | 0 | 0 | 0 | 0 | 0 | 0 | 0
4- No Resource Additons | Storage Added to Solar | 0 | 0 | 0 | 0 | 0 | 0 | 0 | 0 | 0 | 0 | 0 | 0 | 0 | 0 | 0 | 0 | 0 | 0 | 0 | 0 | 0 | 0 | 0 | 0
4- No Resource Additons | Wind | 0 | 0 | 0 | 0 | 0 | 0 | 0 | 0 | 0 | 0 | 0 | 0 | 0 | 0 | 0 | 0 | 0 | 0 | 0 | 0 | 0 | 0 | 0 | 0
4- No Resource Additons | Storage | 0 | 0 | 0 | 0 | 0 | 0 | 0 | 0 | 0 | 0 | 0 | 0 | 0 | 0 | 0 | 0 | 0 | 0 | 0 | 0 | 0 | 0 | 0 | 0
4- No Resource Additons | Hydrogen/Ammonia | 0 | 0 | 0 | 0 | 0 | 0 | 0 | 0 | 0 | 0 | 0 | 0 | 0 | 0 | 0 | 0 | 0 | 0 | 0 | 0 | 0 | 0 | 0 | 0
4- No Resource Additons | Other "Clean" Baseload | 0 | 0 | 0 | 0 | 0 | 0 | 0 | 0 | 0 | 0 | 0 | 0 | 0 | 0 | 0 | 0 | 0 | 0 | 0 | 0 | 0 | 0 | 0 | 0
4- No Resource Additons | Existing Plant Upgrades | 0 | 0 | 0 | 0 | 0 | 0 | 0 | 0 | 0 | 0 | 0 | 0 | 0 | 0 | 0 | 0 | 0 | 0 | 0 | 0 | 0 | 0 | 0 | 0
4- No Resource Additons | DR Capability | 0 | 0 | 0 | 0 | 0 | 0 | 0 | 0 | 0 | 0 | 0 | 0 | 0 | 0 | 0 | 0 | 0 | 0 | 0 | 0 | 0 | 0 | 0 | 0
4- No Resource Additons | EE- Winter Capacity | 1.4903 | 1.8621 | 2.1146 | 2.484 | 2.66 | 2.795 | 2.8742 | 2.7109 | 3.0999 | 3.2062 | 3.2101 | 3.2225 | 3.1655 | 3.109 | 2.9752 | 2.5769 | 2.4675 | 2.356 | 2.3178 | 2.2687 | 1.3833 | 1.4505 | 1.0221 | 1.0221
4- No Resource Additons | EE- Summer Capacity | 1.3975 | 1.7786 | 2.0638 | 2.4932 | 2.7304 | 2.9242 | 3.0548 | 2.9499 | 3.3657 | 3.5467 | 3.5969 | 3.6061 | 3.5185 | 3.4062 | 3.2058 | 2.6841 | 2.5475 | 2.3572 | 2.2391 | 2.1737 | 1.3679 | 1.4197 | 1.028 | 59.4556
4- No Resource Additons | [24 empty] | 0
4- No Resource Additons | Idaho
4- No Resource Additons | NG CT | 0 | 0 | 0 | 0 | 0 | 0 | 0 | 0 | 0 | 0 | 0 | 0 | 0 | 0 | 0 | 0 | 0 | 0 | 0 | 0 | 0 | 0 | 0 | 0
4- No Resource Additons | Solar | 0 | 0 | 0 | 0 | 0 | 0 | 0 | 0 | 0 | 0 | 0 | 0 | 0 | 0 | 0 | 0 | 0 | 0 | 0 | 0 | 0 | 0 | 0 | 0
4- No Resource Additons | Storage Added to Solar | 0 | 0 | 0 | 0 | 0 | 0 | 0 | 0 | 0 | 0 | 0 | 0 | 0 | 0 | 0 | 0 | 0 | 0 | 0 | 0 | 0 | 0 | 0 | 0
4- No Resource Additons | Wind | 0 | 0 | 0 | 0 | 0 | 0 | 0 | 0 | 0 | 0 | 0 | 0 | 0 | 0 | 0 | 0 | 0 | 0 | 0 | 0 | 0 | 0 | 0 | 0
4- No Resource Additons | Storage | 0 | 0 | 0 | 0 | 0 | 0 | 0 | 0 | 0 | 0 | 0 | 0 | 0 | 0 | 0 | 0 | 0 | 0 | 0 | 0 | 0 | 0 | 0 | 0
4- No Resource Additons | Hydrogen/Ammonia | 0 | 0 | 0 | 0 | 0 | 0 | 0 | 0 | 0 | 0 | 0 | 0 | 0 | 0 | 0 | 0 | 0 | 0 | 0 | 0 | 0 | 0 | 0 | 0
4- No Resource Additons | Other "Clean" Baseload | 0 | 0 | 0 | 0 | 0 | 0 | 0 | 0 | 0 | 0 | 0 | 0 | 0 | 0 | 0 | 0 | 0 | 0 | 0 | 0 | 0 | 0 | 0 | 0
4- No Resource Additons | Existing Plant Upgrades | 0 | 0 | 0 | 0 | 0 | 0 | 0 | 0 | 0 | 0 | 0 | 0 | 0 | 0 | 0 | 0 | 0 | 0 | 0 | 0 | 0 | 0 | 0 | 0
4- No Resource Additons | DR Capability | 0 | 0 | 0 | 0 | 0 | 0 | 0 | 0 | 0 | 0 | 0 | 0 | 0 | 0 | 0 | 0 | 0 | 0 | 0 | 0 | 0 | 0 | 0 | 0
4- No Resource Additons | EE- Winter Capacity | 0.72294 | 0.88977 | 1.044 | 1.2111 | 1.3126 | 1.3887 | 1.4289 | 1.4127 | 1.5306 | 1.5589 | 1.5276 | 1.5147 | 1.4632 | 1.4183 | 1.3455 | 1.1462 | 1.094 | 1.0375 | 0.98855 | 0.98149 | 0.55307 | 0.55403 | 0.43621 | 0.43621
4- No Resource Additons | EE- Summer Capacity | 0.63428 | 0.79636 | 0.94762 | 1.1244 | 1.2323 | 1.3122 | 1.3562 | 1.3445 | 1.4685 | 1.5184 | 1.5102 | 1.5122 | 1.4624 | 1.4128 | 1.3307 | 1.1233 | 1.0826 | 1.0059 | 0.94602 | 0.92919 | 0.55114 | 0.5547 | 0.4452 | 25.601
4- No Resource Additons
4- No Resource Additons
4- No Resource Additons | Energy Efficiency Energy (GWh excludes losses)
4- No Resource Additons | WA | 20.4297 | 44.5428 | 72.1816 | 102.0852 | 134.8379 | 170.5982 | 208.193 | 244.9141 | 281.9016 | 317.3428 | 349.371 | 378.1186 | 403.7626 | 426.6944 | 447.273 | 463.6499 | 478.3712 | 491.2344 | 503.1796 | 514.3559 | 520.6141 | 526.7384 | 531.3845 | 60.6603
4- No Resource Additons | ID | 8.1188 | 17.5991 | 28.456 | 40.0766 | 52.6863 | 66.1551 | 80.0766 | 93.6611 | 107.4186 | 120.8029 | 132.3642 | 143.0332 | 152.8933 | 162.0661 | 170.6011 | 177.5601 | 184.0395 | 189.9014 | 195.4339 | 200.7302 | 203.4791 | 206.1435 | 208.3181 | 23.7806
4- No Resource Additons | Total | 28.5485 | 62.1419 | 100.6375 | 142.1618 | 187.5241 | 236.7532 | 288.2695 | 338.5752 | 389.3202 | 438.1457 | 481.7352 | 521.1518 | 556.6558 | 588.7604 | 617.8741 | 641.21 | 662.4107 | 681.1357 | 698.6136 | 715.0861 | 724.0932 | 732.8819 | 739.7026 | 84.4409
4- No Resource Additons
4- No Resource Additons | aMW w/ losses
4- No Resource Additons | WA | 2.4547 | 5.3551 | 8.6973 | 12.3009 | 16.2481 | 20.5132 | 25.0896 | 29.5161 | 33.9756 | 38.1661 | 42.112 | 45.5799 | 48.6742 | 51.3308 | 53.9265 | 55.9049 | 57.6841 | 59.1125 | 60.6849 | 62.0378 | 62.7981 | 63.4073 | 64.1091 | 64.1091
4- No Resource Additons | ID | 0.97549 | 2.1158 | 3.4287 | 4.8291 | 6.3487 | 7.9547 | 9.6501 | 11.2877 | 12.9464 | 14.5287 | 15.9547 | 17.2418 | 18.4315 | 19.4964 | 20.5689 | 21.4094 | 22.1923 | 22.8517 | 23.5699 | 24.2106 | 24.5443 | 24.815 | 25.1326 | 25.1326
4- No Resource Additons | Total | 3.4302 | 7.4709 | 12.126 | 17.1299 | 22.5968 | 28.4679 | 34.7397 | 40.8038 | 46.922 | 52.6948 | 58.0668 | 62.8217 | 67.1057 | 70.8272 | 74.4955 | 77.3144 | 79.8764 | 81.9642 | 84.2548 | 86.2485 | 87.3423 | 88.2222 | 89.2417 | 89.2417
Shared System Resource
5- Least Cost_no NCF EE | NG CT | 0 | 0 | 0 | 0 | 0 | 0 | 0 | 0 | 0 | 0 | 0 | 0 | 0 | 0 | 0 | 0 | 0 | 0 | 0 | 0 | 0 | 0 | 0 | 0
5- Least Cost_no NCF EE | Solar | 0 | 0 | 0 | 0 | 0 | 0 | 0 | 0 | 0 | 0 | 0 | 0 | 0 | 0 | 0 | 0 | 0 | 0 | 0 | 0 | 0 | 0 | 0 | 0
5- Least Cost_no NCF EE | Storage Added to Solar | 0 | 0 | 0 | 0 | 0 | 0 | 0 | 0 | 0 | 0 | 0 | 0 | 0 | 0 | 0 | 0 | 0 | 0 | 0 | 0 | 0 | 0 | 0 | 0
5- Least Cost_no NCF EE | Wind | 0 | 0 | 0 | 0 | 0 | 0 | 0 | 0 | 0 | 0 | 0 | 0 | 0 | 0 | 0 | 0 | 0 | 0 | 0 | 0 | 0 | 0 | 0 | 0
5- Least Cost_no NCF EE | Storage | 0 | 0 | 0 | 0 | 0 | 0 | 0 | 0 | 0 | 0 | 0 | 0 | 0 | 0 | 0 | 0 | 0 | 0 | 114.6832 | 0 | 103.3657 | 0 | 0 | 218.0489
5- Least Cost_no NCF EE | Hydrogen/Ammonia | 0 | 0 | 0 | 0 | 0 | 0 | 0 | 0 | 0 | 0 | 0 | 0 | 0 | 0 | 0 | 96.1073 | 0 | 0 | 0 | 0 | 0 | 0 | 0 | 96.1073
5- Least Cost_no NCF EE | Other "Clean" Baseload | 0 | 0 | 0 | 0 | 0 | 0 | 0 | 0 | 0 | 0 | 0 | 0 | 0 | 0 | 0 | 0 | 0 | 0 | 0 | 0 | 0 | 0 | 0 | 0
5- Least Cost_no NCF EE | Existing Plant Upgrades | 0 | 0 | 0 | 0 | 0 | 0 | 0 | 0 | 0 | 0 | 0 | 0 | 0 | 5 | 0 | 0 | 0 | 0 | 0 | 0 | 0 | 0 | 0 | 5
5- Least Cost_no NCF EE | [24 empty] | 0
5- Least Cost_no NCF EE
5- Least Cost_no NCF EE
5- Least Cost_no NCF EE | Washington
5- Least Cost_no NCF EE | NG CT | 0 | 0 | 0 | 0 | 0 | 0 | 0 | 0 | 0 | 0 | 0 | 0 | 0 | 0 | 0 | 0 | 0 | 0 | 0 | 0 | 0 | 0 | 0 | 0
5- Least Cost_no NCF EE | Solar | 0 | 0.66843 | 0.67701 | 0.68633 | 0.69762 | 0.7109 | 0.71994 | 0.72744 | 0.74105 | 0.75298 | 0.76027 | 0.11923 | 0.15548 | 0.15902 | 0.15087 | 0.15553 | 0.16035 | 0.16272 | 0.1 | 0.1 | 0.18246 | 0.10207 | 0.11237 | 8.8021
5- Least Cost_no NCF EE | Storage Added to Solar | 0 | 0 | 0 | 0 | 0 | 0 | 0 | 0 | 0 | 0 | 0 | 0 | 0 | 0 | 0 | 0 | 0 | 0 | 0.1 | 0.1 | 0 | 0.10207 | 0.11237 | 0.41445
5- Least Cost_no NCF EE | Wind | 0 | 0 | 0 | 0 | 125.5344 | 0 | 0 | 150 | 0 | 174.4656 | 0 | 0 | 0 | 0 | 0 | 0 | 0 | 0 | 140 | 105 | 0 | 132.1376 | 512.3935 | 1339.5312
5- Least Cost_no NCF EE | Storage | 0 | 0 | 0 | 0 | 25 | 0 | 35.4162 | 0 | 0 | 147.6013 | 0 | 0 | 0 | 0 | 0 | 0 | 0 | 38.3426 | 0 | 0 | 0 | 25 | 100 | 371.3601
5- Least Cost_no NCF EE | Hydrogen/Ammonia | 0 | 0 | 0 | 0 | 0 | 0 | 0 | 0 | 0 | 0 | 0 | 0 | 0 | 0 | 0 | 0 | 0 | 0 | 0 | 0 | 0 | 0 | 218.3852 | 218.3852
5- Least Cost_no NCF EE | Other "Clean" Baseload | 0 | 0 | 0 | 0 | 0 | 0 | 0 | 0 | 20 | 0 | 0 | 0 | 0 | 0 | 0 | 0 | 0 | 0 | 0 | 0 | 0 | 0 | 20 | 40
5- Least Cost_no NCF EE | Existing Plant Upgrades | 0 | 0 | 0 | 0 | 0 | 0 | 0 | 0 | 0 | 0 | 0 | 0 | 0 | 0 | 0 | 0 | 0 | 0 | 0 | 0 | 0 | 0 | 0 | 0
5- Least Cost_no NCF EE | DR Capability | 0 | 0 | 6.7666 | 0 | 0 | 0 | 0 | 0 | 0 | 0 | 0 | 0 | 0 | 0 | 0 | 0 | 0 | 0 | 0 | 0 | 0 | 0 | 0 | 6.7666
5- Least Cost_no NCF EE | EE- Winter Capacity | 1.4907 | 1.863 | 2.116 | 2.486 | 2.6626 | 2.7982 | 2.8778 | 2.7148 | 3.1042 | 3.2108 | 3.2146 | 3.227 | 3.17 | 3.1136 | 2.979 | 2.5803 | 2.4704 | 2.3584 | 2.3206 | 2.2711 | 1.3853 | 1.4522 | 1.0234 | 1.0234
5- Least Cost_no NCF EE | EE- Summer Capacity | 1.3981 | 1.7798 | 2.0658 | 2.4959 | 2.7339 | 2.9285 | 3.0598 | 2.9554 | 3.3716 | 3.5531 | 3.6031 | 3.6124 | 3.5249 | 3.4127 | 3.211 | 2.6888 | 2.5515 | 2.3605 | 2.2429 | 2.177 | 1.3706 | 1.422 | 1.0298
5- Least Cost_no NCF EE
5- Least Cost_no NCF EE | Idaho
5- Least Cost_no NCF EE | NG CT | 0 | 0 | 0 | 0 | 186.8083 | 0 | 0 | 0 | 0 | 0 | 0 | 0 | 0 | 0 | 0 | 0 | 0 | 0 | 0 | 0 | 0 | 0 | 0 | 186.8083
5- Least Cost_no NCF EE | Solar | 0 | 0 | 0 | 0 | 0 | 0 | 0 | 0 | 0 | 0 | 0 | 0 | 0 | 0 | 0 | 0 | 0 | 0 | 0 | 0 | 0 | 0 | 0 | 0
5- Least Cost_no NCF EE | Storage Added to Solar | 0 | 0 | 0 | 0 | 0 | 0 | 0 | 0 | 0 | 0 | 0 | 0 | 0 | 0 | 0 | 0 | 0 | 0 | 0 | 0 | 0 | 0 | 0 | 0
5- Least Cost_no NCF EE | Wind | 0 | 0 | 0 | 0 | 0 | 0 | 0 | 0 | 0 | 0 | 0 | 0 | 0 | 0 | 0 | 0 | 0 | 0 | 0 | 0 | 0 | 0 | 0 | 0
5- Least Cost_no NCF EE | Storage | 0 | 0 | 0 | 0 | 0 | 0 | 0 | 0 | 0 | 0 | 0 | 0 | 0 | 0 | 0 | 0 | 0 | 0 | 0 | 32.2571 | 0 | 0 | 0 | 32.2571
5- Least Cost_no NCF EE | Hydrogen/Ammonia | 0 | 0 | 0 | 0 | 0 | 0 | 0 | 0 | 0 | 0 | 0 | 0 | 0 | 0 | 0 | 0 | 0 | 0 | 0 | 0 | 0 | 0 | 78.9313 | 78.9313
5- Least Cost_no NCF EE | Other "Clean" Baseload | 0 | 0 | 0 | 0 | 0 | 0 | 0 | 0 | 0 | 0 | 0 | 0 | 0 | 0 | 0 | 0 | 0 | 0 | 0 | 0 | 0 | 0 | 0 | 0
5- Least Cost_no NCF EE | Existing Plant Upgrades | 0 | 0 | 0 | 0 | 0 | 0 | 0 | 0 | 0 | 0 | 0 | 0 | 0 | 0 | 0 | 0 | 0 | 0 | 0 | 0 | 0 | 0 | 0 | 0
5- Least Cost_no NCF EE | DR Capability | 0 | 0 | 0 | 0 | 0 | 0 | 0 | 0 | 0 | 0 | 0 | 0 | 0 | 0 | 0 | 0 | 0 | 0 | 0 | 0 | 0 | 0 | 0 | 0
5- Least Cost_no NCF EE | EE- Winter Capacity | 0.71572 | 0.87837 | 1.0225 | 1.1859 | 1.2839 | 1.3581 | 1.3973 | 1.3736 | 1.491 | 1.5191 | 1.4885 | 1.4765 | 1.428 | 1.3846 | 1.314 | 1.1158 | 1.0645 | 1.0081 | 0.95911 | 0.95098 | 0.52942 | 0.53038 | 0.42126 | 0.42126
5- Least Cost_no NCF EE | EE- Summer Capacity | 0.62984 | 0.78962 | 0.93479 | 1.1105 | 1.218 | 1.2994 | 1.3462 | 1.3329 | 1.4607 | 1.5148 | 1.5117 | 1.5183 | 1.4776 | 1.4315 | 1.352 | 1.1449 | 1.1031 | 1.0242 | 0.96038 | 0.93969 | 0.56163 | 0.55871 | 0.45157 | 25.6721
5- Least Cost_no NCF EE
5- Least Cost_no NCF EE | Energy Efficiency Energy (GWh excludes losses)
5- Least Cost_no NCF EE | WA | 20.232 | 44.08 | 71.3628 | 100.8017 | 132.9627 | 167.9843 | 204.7045 | 240.4295 | 276.3228 | 310.5765 | 341.3417 | 368.7858 | 393.1403 | 414.8658 | 434.3917 | 449.9453 | 464.1014 | 476.6756 | 488.5927 | 499.8646 | 506.2539 | 512.5051 | 517.2743 | 59.0496
5- Least Cost_no NCF EE | ID | 8.1325 | 17.6048 | 28.3919 | 39.9301 | 52.4487 | 65.8349 | 79.6885 | 93.1723 | 106.8436 | 120.1546 | 131.6562 | 142.2774 | 152.1097 | 161.253 | 169.7518 | 176.6384 | 183.0274 | 188.7757 | 194.1674 | 199.3026 | 201.9074 | 204.4237 | 206.5044 | 23.5736
5- Least Cost_no NCF EE | Total | 28.3645 | 61.6848 | 99.7547 | 140.7318 | 185.4115 | 233.8192 | 284.393 | 333.6018 | 383.1663 | 430.7311 | 472.9979 | 511.0632 | 545.2499 | 576.1188 | 604.1435 | 626.5837 | 647.1288 | 665.4512 | 682.7601 | 699.1672 | 708.1613 | 716.9288 | 723.7788 | 82.6231
5- Least Cost_no NCF EE
5- Least Cost_no NCF EE | aMW w/ losses
5- Least Cost_no NCF EE | WA | 2.4309 | 5.2994 | 8.5987 | 12.1462 | 16.0221 | 20.1989 | 24.6692 | 28.9757 | 33.3032 | 37.3524 | 41.1442 | 44.4549 | 47.3937 | 49.9079 | 52.3735 | 54.2525 | 55.9634 | 57.3606 | 58.9257 | 60.29 | 61.0659 | 61.6939 | 62.4067 | 62.4067
5- Least Cost_no NCF EE | ID | 0.97714 | 2.1165 | 3.421 | 4.8114 | 6.3201 | 7.9162 | 9.6034 | 11.2288 | 12.8771 | 14.4507 | 15.8694 | 17.1507 | 18.3371 | 19.3985 | 20.4665 | 21.2983 | 22.0702 | 22.7162 | 23.4171 | 24.0384 | 24.3547 | 24.6079 | 24.9138 | 24.9138
5- Least Cost_no NCF EE | Total | 3.4081 | 7.4159 | 12.0197 | 16.9576 | 22.3422 | 28.1151 | 34.2725 | 40.2044 | 46.1803 | 51.8031 | 57.0136 | 61.6056 | 65.7307 | 69.3064 | 72.84 | 75.5508 | 78.0336 | 80.0768 | 82.3428 | 84.3284 | 85.4206 | 86.3018 | 87.3205 | 87.3205

## Existing Resources
|  | 1- Preferred Resource Strategy | 2- Alternative Lowest Reasonable Cost Portfolio | 3- No CETA/NCF no SCGHG | 4- No Resource Additons | 5- Least Cost_no NCF EE
| Coyote Springs 2 | - | - | - | - | -
| Lancaster | 2026 | 2026 | 2026 | 2026 | 2026
| Colstrip (3) | 2025 | 2025 | 2025 | 2025 | 2025
| Colstrip (4) | 2025 | 2025 | 2025 | 2025 | 2025
| Kettle Falls | - | - | - | - | -
| Kettle Falls CT | 2040 | 2040 | 2040 | 2040 | 2040
| Boulder Park 1-6 | 2040 | 2040 | 2040 | 2040 | 2040
| Rathdrum 1 | 2044 | 2044 | 2044 | 2044 | 2044
| Rathdrum 2 | 2044 | 2044 | 2044 | 2044 | 2044
| Northeast A&B | 2035 | 2035 | 2035 | 2035 | 2035
| Item | 2021 | 2022 | 2023 | 2024 | 2025 | 2026 | 2027 | 2028 | 2029 | 2030 | 2031 | 2032 | 2033 | 2034 | 2035 | 2036 | 2037 | 2038 | 2039 | 2040 | 2041 | 2042 | 2043 | 2044 | 2045 | 2022 | 2023 | 2024 | 2025 | 2026 | 2027 | 2028 | 2029 | 2030 | 2031 | 2032 | 2033 | 2034 | 2035 | 2036 | 2037 | 2038 | 2039 | 2040 | 2041 | 2042 | 2043 | 2044 | 2045 |  | 2022 | 2023 | 2024 | 2025 | 2026 | 2027 | 2028 | 2029 | 2030 | 2031 | 2032 | 2033 | 2034 | 2035 | 2036 | 2037 | 2038 | 2039 | 2040 | 2041 | 2042 | 2043 | 2044 | 2045
1- Preferred Resource Strategy | Coyote Springs 2 | [25 empty] | 0 | 0 | 0 | 0 | 0 | 0 | 0 | 0 | 0 | 0 | 0 | 0 | 0 | 0 | 0 | 0 | 0 | 0 | 0 | 0 | 0 | 0 | 0 | 0 | - | 0 | 0 | 0 | 0 | 0 | 0 | 0 | 0 | 0 | 0 | 0 | 0 | 0 | 0 | 0 | 0 | 0 | 0 | 0 | 0 | 0 | 0 | 0 | 0 | bar: 2035 2021 to 2035 2045
1- Preferred Resource Strategy | Lancaster | 1 | 1 | 1 | 1 | 1 | 1 | 0 | 0 | 0 | 0 | 0 | 0 | 0 | 0 | 0 | 0 | 0 | 0 | 0 | 0 | 0 | 0 | 0 | 0 | 0 | 0 | 0 | 0 | 0 | 0 | 1 | 0 | 0 | 0 | 0 | 0 | 0 | 0 | 0 | 0 | 0 | 0 | 0 | 0 | 0 | 0 | 0 | 0 | 0 | 2026 | 0 | 0 | 0 | 0 | 0 | 2027 | 0 | 0 | 0 | 0 | 0 | 0 | 0 | 0 | 0 | 0 | 0 | 0 | 0 | 0 | 0 | 0 | 0 | 0
1- Preferred Resource Strategy | Colstrip (3) | 1 | 1 | 1 | 1 | 1 | 0 | 0 | 0 | 0 | 0 | 0 | 0 | 0 | 0 | 0 | 0 | 0 | 0 | 0 | 0 | 0 | 0 | 0 | 0 | 0 | 0 | 0 | 0 | 0 | 1 | 0 | 0 | 0 | 0 | 0 | 0 | 0 | 0 | 0 | 0 | 0 | 0 | 0 | 0 | 0 | 0 | 0 | 0 | 0 | 2025 | 0 | 0 | 0 | 0 | 2026 | 0 | 0 | 0 | 0 | 0 | 0 | 0 | 0 | 0 | 0 | 0 | 0 | 0 | 0 | 0 | 0 | 0 | 0 | 0
1- Preferred Resource Strategy | Colstrip (4) | 1 | 1 | 1 | 1 | 1 | 0 | 0 | 0 | 0 | 0 | 0 | 0 | 0 | 0 | 0 | 0 | 0 | 0 | 0 | 0 | 0 | 0 | 0 | 0 | 0 | 0 | 0 | 0 | 0 | 1 | 0 | 0 | 0 | 0 | 0 | 0 | 0 | 0 | 0 | 0 | 0 | 0 | 0 | 0 | 0 | 0 | 0 | 0 | 0 | 2025 | 0 | 0 | 0 | 0 | 2026 | 0 | 0 | 0 | 0 | 0 | 0 | 0 | 0 | 0 | 0 | 0 | 0 | 0 | 0 | 0 | 0 | 0 | 0 | 0
1- Preferred Resource Strategy | Kettle Falls | [25 empty] | 0 | 0 | 0 | 0 | 0 | 0 | 0 | 0 | 0 | 0 | 0 | 0 | 0 | 0 | 0 | 0 | 0 | 0 | 0 | 0 | 0 | 0 | 0 | 0 | - | 0 | 0 | 0 | 0 | 0 | 0 | 0 | 0 | 0 | 0 | 0 | 0 | 0 | 0 | 0 | 0 | 0 | 0 | 0 | 0 | 0 | 0 | 0 | 0 | bar: 2035 2021 to 2035 2045
1- Preferred Resource Strategy | Kettle Falls CT | 1 | 1 | 1 | 1 | 1 | 1 | 1 | 1 | 1 | 1 | 1 | 1 | 1 | 1 | 1 | 1 | 1 | 1 | 1 | 1 | 0 | 0 | 0 | 0 | 0 | 0 | 0 | 0 | 0 | 0 | 0 | 0 | 0 | 0 | 0 | 0 | 0 | 0 | 0 | 0 | 0 | 0 | 0 | 0 | 1 | 0 | 0 | 0 | 0 | 2040 | 0 | 0 | 0 | 0 | 0 | 0 | 0 | 0 | 0 | 0 | 0 | 0 | 0 | 0 | 0 | 0 | 0 | 0 | 0 | 2041 | 0 | 0 | 0 | 0
1- Preferred Resource Strategy | Boulder Park 1-6 | 1 | 1 | 1 | 1 | 1 | 1 | 1 | 1 | 1 | 1 | 1 | 1 | 1 | 1 | 1 | 1 | 1 | 1 | 1 | 1 | 0 | 0 | 0 | 0 | 0 | 0 | 0 | 0 | 0 | 0 | 0 | 0 | 0 | 0 | 0 | 0 | 0 | 0 | 0 | 0 | 0 | 0 | 0 | 0 | 1 | 0 | 0 | 0 | 0 | 2040 | 0 | 0 | 0 | 0 | 0 | 0 | 0 | 0 | 0 | 0 | 0 | 0 | 0 | 0 | 0 | 0 | 0 | 0 | 0 | 2041 | 0 | 0 | 0 | 0
1- Preferred Resource Strategy | Rathdrum 1 | 1 | 1 | 1 | 1 | 1 | 1 | 1 | 1 | 1 | 1 | 1 | 1 | 1 | 1 | 1 | 1 | 1 | 1 | 1 | 1 | 1 | 1 | 1 | 1 | 0 | 0 | 0 | 0 | 0 | 0 | 0 | 0 | 0 | 0 | 0 | 0 | 0 | 0 | 0 | 0 | 0 | 0 | 0 | 0 | 0 | 0 | 0 | 0 | 1 | 2044 | 0 | 0 | 0 | 0 | 0 | 0 | 0 | 0 | 0 | 0 | 0 | 0 | 0 | 0 | 0 | 0 | 0 | 0 | 0 | 0 | 0 | 0 | 0 | 2045
1- Preferred Resource Strategy | Rathdrum 2 | 1 | 1 | 1 | 1 | 1 | 1 | 1 | 1 | 1 | 1 | 1 | 1 | 1 | 1 | 1 | 1 | 1 | 1 | 1 | 1 | 1 | 1 | 1 | 1 | 0 | 0 | 0 | 0 | 0 | 0 | 0 | 0 | 0 | 0 | 0 | 0 | 0 | 0 | 0 | 0 | 0 | 0 | 0 | 0 | 0 | 0 | 0 | 0 | 1 | 2044 | 0 | 0 | 0 | 0 | 0 | 0 | 0 | 0 | 0 | 0 | 0 | 0 | 0 | 0 | 0 | 0 | 0 | 0 | 0 | 0 | 0 | 0 | 0 | 2045
1- Preferred Resource Strategy | Northeast A&B | 1 | 1 | 1 | 1 | 1 | 1 | 1 | 1 | 1 | 1 | 1 | 1 | 1 | 1 | 1 | 0 | 0 | 0 | 0 | 0 | 0 | 0 | 0 | 0 | 0 | 0 | 0 | 0 | 0 | 0 | 0 | 0 | 0 | 0 | 0 | 0 | 0 | 0 | 0 | 1 | 0 | 0 | 0 | 0 | 0 | 0 | 0 | 0 | 0 | 2035 | 0 | 0 | 0 | 0 | 0 | 0 | 0 | 0 | 0 | 0 | 0 | 0 | 0 | 0 | 2036 | 0 | 0 | 0 | 0 | 0 | 0 | 0 | 0 | 0
2- Alternative Lowest Reasonable Cost Portfolio | Coyote Springs 2 | [25 empty] | 0 | 0 | 0 | 0 | 0 | 0 | 0 | 0 | 0 | 0 | 0 | 0 | 0 | 0 | 0 | 0 | 0 | 0 | 0 | 0 | 0 | 0 | 0 | 0 | - | 0 | 0 | 0 | 0 | 0 | 0 | 0 | 0 | 0 | 0 | 0 | 0 | 0 | 0 | 0 | 0 | 0 | 0 | 0 | 0 | 0 | 0 | 0 | 0 | bar: 2035 2021 to 2035 2045
2- Alternative Lowest Reasonable Cost Portfolio | Lancaster | 1 | 1 | 1 | 1 | 1 | 1 | 0 | 0 | 0 | 0 | 0 | 0 | 0 | 0 | 0 | 0 | 0 | 0 | 0 | 0 | 0 | 0 | 0 | 0 | 0 | 0 | 0 | 0 | 0 | 0 | 1 | 0 | 0 | 0 | 0 | 0 | 0 | 0 | 0 | 0 | 0 | 0 | 0 | 0 | 0 | 0 | 0 | 0 | 0 | 2026 | 0 | 0 | 0 | 0 | 0 | 2027 | 0 | 0 | 0 | 0 | 0 | 0 | 0 | 0 | 0 | 0 | 0 | 0 | 0 | 0 | 0 | 0 | 0 | 0
2- Alternative Lowest Reasonable Cost Portfolio | Colstrip (3) | 1 | 1 | 1 | 1 | 1 | 0 | 0 | 0 | 0 | 0 | 0 | 0 | 0 | 0 | 0 | 0 | 0 | 0 | 0 | 0 | 0 | 0 | 0 | 0 | 0 | 0 | 0 | 0 | 0 | 1 | 0 | 0 | 0 | 0 | 0 | 0 | 0 | 0 | 0 | 0 | 0 | 0 | 0 | 0 | 0 | 0 | 0 | 0 | 0 | 2025 | 0 | 0 | 0 | 0 | 2026 | 0 | 0 | 0 | 0 | 0 | 0 | 0 | 0 | 0 | 0 | 0 | 0 | 0 | 0 | 0 | 0 | 0 | 0 | 0
2- Alternative Lowest Reasonable Cost Portfolio | Colstrip (4) | 1 | 1 | 1 | 1 | 1 | 0 | 0 | 0 | 0 | 0 | 0 | 0 | 0 | 0 | 0 | 0 | 0 | 0 | 0 | 0 | 0 | 0 | 0 | 0 | 0 | 0 | 0 | 0 | 0 | 1 | 0 | 0 | 0 | 0 | 0 | 0 | 0 | 0 | 0 | 0 | 0 | 0 | 0 | 0 | 0 | 0 | 0 | 0 | 0 | 2025 | 0 | 0 | 0 | 0 | 2026 | 0 | 0 | 0 | 0 | 0 | 0 | 0 | 0 | 0 | 0 | 0 | 0 | 0 | 0 | 0 | 0 | 0 | 0 | 0
2- Alternative Lowest Reasonable Cost Portfolio | Kettle Falls | [25 empty] | 0 | 0 | 0 | 0 | 0 | 0 | 0 | 0 | 0 | 0 | 0 | 0 | 0 | 0 | 0 | 0 | 0 | 0 | 0 | 0 | 0 | 0 | 0 | 0 | - | 0 | 0 | 0 | 0 | 0 | 0 | 0 | 0 | 0 | 0 | 0 | 0 | 0 | 0 | 0 | 0 | 0 | 0 | 0 | 0 | 0 | 0 | 0 | 0 | bar: 2035 2021 to 2035 2045
2- Alternative Lowest Reasonable Cost Portfolio | Kettle Falls CT | 1 | 1 | 1 | 1 | 1 | 1 | 1 | 1 | 1 | 1 | 1 | 1 | 1 | 1 | 1 | 1 | 1 | 1 | 1 | 1 | 0 | 0 | 0 | 0 | 0 | 0 | 0 | 0 | 0 | 0 | 0 | 0 | 0 | 0 | 0 | 0 | 0 | 0 | 0 | 0 | 0 | 0 | 0 | 0 | 1 | 0 | 0 | 0 | 0 | 2040 | 0 | 0 | 0 | 0 | 0 | 0 | 0 | 0 | 0 | 0 | 0 | 0 | 0 | 0 | 0 | 0 | 0 | 0 | 0 | 2041 | 0 | 0 | 0 | 0
2- Alternative Lowest Reasonable Cost Portfolio | Boulder Park 1-6 | 1 | 1 | 1 | 1 | 1 | 1 | 1 | 1 | 1 | 1 | 1 | 1 | 1 | 1 | 1 | 1 | 1 | 1 | 1 | 1 | 0 | 0 | 0 | 0 | 0 | 0 | 0 | 0 | 0 | 0 | 0 | 0 | 0 | 0 | 0 | 0 | 0 | 0 | 0 | 0 | 0 | 0 | 0 | 0 | 1 | 0 | 0 | 0 | 0 | 2040 | 0 | 0 | 0 | 0 | 0 | 0 | 0 | 0 | 0 | 0 | 0 | 0 | 0 | 0 | 0 | 0 | 0 | 0 | 0 | 2041 | 0 | 0 | 0 | 0
2- Alternative Lowest Reasonable Cost Portfolio | Rathdrum 1 | 1 | 1 | 1 | 1 | 1 | 1 | 1 | 1 | 1 | 1 | 1 | 1 | 1 | 1 | 1 | 1 | 1 | 1 | 1 | 1 | 1 | 1 | 1 | 1 | 0 | 0 | 0 | 0 | 0 | 0 | 0 | 0 | 0 | 0 | 0 | 0 | 0 | 0 | 0 | 0 | 0 | 0 | 0 | 0 | 0 | 0 | 0 | 0 | 1 | 2044 | 0 | 0 | 0 | 0 | 0 | 0 | 0 | 0 | 0 | 0 | 0 | 0 | 0 | 0 | 0 | 0 | 0 | 0 | 0 | 0 | 0 | 0 | 0 | 2045
2- Alternative Lowest Reasonable Cost Portfolio | Rathdrum 2 | 1 | 1 | 1 | 1 | 1 | 1 | 1 | 1 | 1 | 1 | 1 | 1 | 1 | 1 | 1 | 1 | 1 | 1 | 1 | 1 | 1 | 1 | 1 | 1 | 0 | 0 | 0 | 0 | 0 | 0 | 0 | 0 | 0 | 0 | 0 | 0 | 0 | 0 | 0 | 0 | 0 | 0 | 0 | 0 | 0 | 0 | 0 | 0 | 1 | 2044 | 0 | 0 | 0 | 0 | 0 | 0 | 0 | 0 | 0 | 0 | 0 | 0 | 0 | 0 | 0 | 0 | 0 | 0 | 0 | 0 | 0 | 0 | 0 | 2045
2- Alternative Lowest Reasonable Cost Portfolio | Northeast A&B | 1 | 1 | 1 | 1 | 1 | 1 | 1 | 1 | 1 | 1 | 1 | 1 | 1 | 1 | 1 | 0 | 0 | 0 | 0 | 0 | 0 | 0 | 0 | 0 | 0 | 0 | 0 | 0 | 0 | 0 | 0 | 0 | 0 | 0 | 0 | 0 | 0 | 0 | 0 | 1 | 0 | 0 | 0 | 0 | 0 | 0 | 0 | 0 | 0 | 2035 | 0 | 0 | 0 | 0 | 0 | 0 | 0 | 0 | 0 | 0 | 0 | 0 | 0 | 0 | 2036 | 0 | 0 | 0 | 0 | 0 | 0 | 0 | 0 | 0
3- No CETA/NCF no SCGHG | Coyote Springs 2 | [25 empty] | 0 | 0 | 0 | 0 | 0 | 0 | 0 | 0 | 0 | 0 | 0 | 0 | 0 | 0 | 0 | 0 | 0 | 0 | 0 | 0 | 0 | 0 | 0 | 0 | - | 0 | 0 | 0 | 0 | 0 | 0 | 0 | 0 | 0 | 0 | 0 | 0 | 0 | 0 | 0 | 0 | 0 | 0 | 0 | 0 | 0 | 0 | 0 | 0 | bar: 2035 2021 to 2035 2045
3- No CETA/NCF no SCGHG | Lancaster | 1 | 1 | 1 | 1 | 1 | 1 | 0 | 0 | 0 | 0 | 0 | 0 | 0 | 0 | 0 | 0 | 0 | 0 | 0 | 0 | 0 | 0 | 0 | 0 | 0 | 0 | 0 | 0 | 0 | 0 | 1 | 0 | 0 | 0 | 0 | 0 | 0 | 0 | 0 | 0 | 0 | 0 | 0 | 0 | 0 | 0 | 0 | 0 | 0 | 2026 | 0 | 0 | 0 | 0 | 0 | 2027 | 0 | 0 | 0 | 0 | 0 | 0 | 0 | 0 | 0 | 0 | 0 | 0 | 0 | 0 | 0 | 0 | 0 | 0
3- No CETA/NCF no SCGHG | Colstrip (3) | 1 | 1 | 1 | 1 | 1 | 0 | 0 | 0 | 0 | 0 | 0 | 0 | 0 | 0 | 0 | 0 | 0 | 0 | 0 | 0 | 0 | 0 | 0 | 0 | 0 | 0 | 0 | 0 | 0 | 1 | 0 | 0 | 0 | 0 | 0 | 0 | 0 | 0 | 0 | 0 | 0 | 0 | 0 | 0 | 0 | 0 | 0 | 0 | 0 | 2025 | 0 | 0 | 0 | 0 | 2026 | 0 | 0 | 0 | 0 | 0 | 0 | 0 | 0 | 0 | 0 | 0 | 0 | 0 | 0 | 0 | 0 | 0 | 0 | 0
3- No CETA/NCF no SCGHG | Colstrip (4) | 1 | 1 | 1 | 1 | 1 | 0 | 0 | 0 | 0 | 0 | 0 | 0 | 0 | 0 | 0 | 0 | 0 | 0 | 0 | 0 | 0 | 0 | 0 | 0 | 0 | 0 | 0 | 0 | 0 | 1 | 0 | 0 | 0 | 0 | 0 | 0 | 0 | 0 | 0 | 0 | 0 | 0 | 0 | 0 | 0 | 0 | 0 | 0 | 0 | 2025 | 0 | 0 | 0 | 0 | 2026 | 0 | 0 | 0 | 0 | 0 | 0 | 0 | 0 | 0 | 0 | 0 | 0 | 0 | 0 | 0 | 0 | 0 | 0 | 0
3- No CETA/NCF no SCGHG | Kettle Falls | [25 empty] | 0 | 0 | 0 | 0 | 0 | 0 | 0 | 0 | 0 | 0 | 0 | 0 | 0 | 0 | 0 | 0 | 0 | 0 | 0 | 0 | 0 | 0 | 0 | 0 | - | 0 | 0 | 0 | 0 | 0 | 0 | 0 | 0 | 0 | 0 | 0 | 0 | 0 | 0 | 0 | 0 | 0 | 0 | 0 | 0 | 0 | 0 | 0 | 0 | bar: 2035 2021 to 2035 2045
3- No CETA/NCF no SCGHG | Kettle Falls CT | 1 | 1 | 1 | 1 | 1 | 1 | 1 | 1 | 1 | 1 | 1 | 1 | 1 | 1 | 1 | 1 | 1 | 1 | 1 | 1 | 0 | 0 | 0 | 0 | 0 | 0 | 0 | 0 | 0 | 0 | 0 | 0 | 0 | 0 | 0 | 0 | 0 | 0 | 0 | 0 | 0 | 0 | 0 | 0 | 1 | 0 | 0 | 0 | 0 | 2040 | 0 | 0 | 0 | 0 | 0 | 0 | 0 | 0 | 0 | 0 | 0 | 0 | 0 | 0 | 0 | 0 | 0 | 0 | 0 | 2041 | 0 | 0 | 0 | 0
3- No CETA/NCF no SCGHG | Boulder Park 1-6 | 1 | 1 | 1 | 1 | 1 | 1 | 1 | 1 | 1 | 1 | 1 | 1 | 1 | 1 | 1 | 1 | 1 | 1 | 1 | 1 | 0 | 0 | 0 | 0 | 0 | 0 | 0 | 0 | 0 | 0 | 0 | 0 | 0 | 0 | 0 | 0 | 0 | 0 | 0 | 0 | 0 | 0 | 0 | 0 | 1 | 0 | 0 | 0 | 0 | 2040 | 0 | 0 | 0 | 0 | 0 | 0 | 0 | 0 | 0 | 0 | 0 | 0 | 0 | 0 | 0 | 0 | 0 | 0 | 0 | 2041 | 0 | 0 | 0 | 0
3- No CETA/NCF no SCGHG | Rathdrum 1 | 1 | 1 | 1 | 1 | 1 | 1 | 1 | 1 | 1 | 1 | 1 | 1 | 1 | 1 | 1 | 1 | 1 | 1 | 1 | 1 | 1 | 1 | 1 | 1 | 0 | 0 | 0 | 0 | 0 | 0 | 0 | 0 | 0 | 0 | 0 | 0 | 0 | 0 | 0 | 0 | 0 | 0 | 0 | 0 | 0 | 0 | 0 | 0 | 1 | 2044 | 0 | 0 | 0 | 0 | 0 | 0 | 0 | 0 | 0 | 0 | 0 | 0 | 0 | 0 | 0 | 0 | 0 | 0 | 0 | 0 | 0 | 0 | 0 | 2045
3- No CETA/NCF no SCGHG | Rathdrum 2 | 1 | 1 | 1 | 1 | 1 | 1 | 1 | 1 | 1 | 1 | 1 | 1 | 1 | 1 | 1 | 1 | 1 | 1 | 1 | 1 | 1 | 1 | 1 | 1 | 0 | 0 | 0 | 0 | 0 | 0 | 0 | 0 | 0 | 0 | 0 | 0 | 0 | 0 | 0 | 0 | 0 | 0 | 0 | 0 | 0 | 0 | 0 | 0 | 1 | 2044 | 0 | 0 | 0 | 0 | 0 | 0 | 0 | 0 | 0 | 0 | 0 | 0 | 0 | 0 | 0 | 0 | 0 | 0 | 0 | 0 | 0 | 0 | 0 | 2045
3- No CETA/NCF no SCGHG | Northeast A&B | 1 | 1 | 1 | 1 | 1 | 1 | 1 | 1 | 1 | 1 | 1 | 1 | 1 | 1 | 1 | 0 | 0 | 0 | 0 | 0 | 0 | 0 | 0 | 0 | 0 | 0 | 0 | 0 | 0 | 0 | 0 | 0 | 0 | 0 | 0 | 0 | 0 | 0 | 0 | 1 | 0 | 0 | 0 | 0 | 0 | 0 | 0 | 0 | 0 | 2035 | 0 | 0 | 0 | 0 | 0 | 0 | 0 | 0 | 0 | 0 | 0 | 0 | 0 | 0 | 2036 | 0 | 0 | 0 | 0 | 0 | 0 | 0 | 0 | 0
4- No Resource Additons | Coyote Springs 2 | [25 empty] | 0 | 0 | 0 | 0 | 0 | 0 | 0 | 0 | 0 | 0 | 0 | 0 | 0 | 0 | 0 | 0 | 0 | 0 | 0 | 0 | 0 | 0 | 0 | 0 | - | 0 | 0 | 0 | 0 | 0 | 0 | 0 | 0 | 0 | 0 | 0 | 0 | 0 | 0 | 0 | 0 | 0 | 0 | 0 | 0 | 0 | 0 | 0 | 0 | bar: 2035 2021 to 2035 2045
4- No Resource Additons | Lancaster | 1 | 1 | 1 | 1 | 1 | 1 | 0 | 0 | 0 | 0 | 0 | 0 | 0 | 0 | 0 | 0 | 0 | 0 | 0 | 0 | 0 | 0 | 0 | 0 | 0 | 0 | 0 | 0 | 0 | 0 | 1 | 0 | 0 | 0 | 0 | 0 | 0 | 0 | 0 | 0 | 0 | 0 | 0 | 0 | 0 | 0 | 0 | 0 | 0 | 2026 | 0 | 0 | 0 | 0 | 0 | 2027 | 0 | 0 | 0 | 0 | 0 | 0 | 0 | 0 | 0 | 0 | 0 | 0 | 0 | 0 | 0 | 0 | 0 | 0
4- No Resource Additons | Colstrip (3) | 1 | 1 | 1 | 1 | 1 | 0 | 0 | 0 | 0 | 0 | 0 | 0 | 0 | 0 | 0 | 0 | 0 | 0 | 0 | 0 | 0 | 0 | 0 | 0 | 0 | 0 | 0 | 0 | 0 | 1 | 0 | 0 | 0 | 0 | 0 | 0 | 0 | 0 | 0 | 0 | 0 | 0 | 0 | 0 | 0 | 0 | 0 | 0 | 0 | 2025 | 0 | 0 | 0 | 0 | 2026 | 0 | 0 | 0 | 0 | 0 | 0 | 0 | 0 | 0 | 0 | 0 | 0 | 0 | 0 | 0 | 0 | 0 | 0 | 0
4- No Resource Additons | Colstrip (4) | 1 | 1 | 1 | 1 | 1 | 0 | 0 | 0 | 0 | 0 | 0 | 0 | 0 | 0 | 0 | 0 | 0 | 0 | 0 | 0 | 0 | 0 | 0 | 0 | 0 | 0 | 0 | 0 | 0 | 1 | 0 | 0 | 0 | 0 | 0 | 0 | 0 | 0 | 0 | 0 | 0 | 0 | 0 | 0 | 0 | 0 | 0 | 0 | 0 | 2025 | 0 | 0 | 0 | 0 | 2026 | 0 | 0 | 0 | 0 | 0 | 0 | 0 | 0 | 0 | 0 | 0 | 0 | 0 | 0 | 0 | 0 | 0 | 0 | 0
4- No Resource Additons | Kettle Falls | [25 empty] | 0 | 0 | 0 | 0 | 0 | 0 | 0 | 0 | 0 | 0 | 0 | 0 | 0 | 0 | 0 | 0 | 0 | 0 | 0 | 0 | 0 | 0 | 0 | 0 | - | 0 | 0 | 0 | 0 | 0 | 0 | 0 | 0 | 0 | 0 | 0 | 0 | 0 | 0 | 0 | 0 | 0 | 0 | 0 | 0 | 0 | 0 | 0 | 0 | bar: 2035 2021 to 2035 2045
4- No Resource Additons | Kettle Falls CT | 1 | 1 | 1 | 1 | 1 | 1 | 1 | 1 | 1 | 1 | 1 | 1 | 1 | 1 | 1 | 1 | 1 | 1 | 1 | 1 | 0 | 0 | 0 | 0 | 0 | 0 | 0 | 0 | 0 | 0 | 0 | 0 | 0 | 0 | 0 | 0 | 0 | 0 | 0 | 0 | 0 | 0 | 0 | 0 | 1 | 0 | 0 | 0 | 0 | 2040 | 0 | 0 | 0 | 0 | 0 | 0 | 0 | 0 | 0 | 0 | 0 | 0 | 0 | 0 | 0 | 0 | 0 | 0 | 0 | 2041 | 0 | 0 | 0 | 0
4- No Resource Additons | Boulder Park 1-6 | 1 | 1 | 1 | 1 | 1 | 1 | 1 | 1 | 1 | 1 | 1 | 1 | 1 | 1 | 1 | 1 | 1 | 1 | 1 | 1 | 0 | 0 | 0 | 0 | 0 | 0 | 0 | 0 | 0 | 0 | 0 | 0 | 0 | 0 | 0 | 0 | 0 | 0 | 0 | 0 | 0 | 0 | 0 | 0 | 1 | 0 | 0 | 0 | 0 | 2040 | 0 | 0 | 0 | 0 | 0 | 0 | 0 | 0 | 0 | 0 | 0 | 0 | 0 | 0 | 0 | 0 | 0 | 0 | 0 | 2041 | 0 | 0 | 0 | 0
4- No Resource Additons | Rathdrum 1 | 1 | 1 | 1 | 1 | 1 | 1 | 1 | 1 | 1 | 1 | 1 | 1 | 1 | 1 | 1 | 1 | 1 | 1 | 1 | 1 | 1 | 1 | 1 | 1 | 0 | 0 | 0 | 0 | 0 | 0 | 0 | 0 | 0 | 0 | 0 | 0 | 0 | 0 | 0 | 0 | 0 | 0 | 0 | 0 | 0 | 0 | 0 | 0 | 1 | 2044 | 0 | 0 | 0 | 0 | 0 | 0 | 0 | 0 | 0 | 0 | 0 | 0 | 0 | 0 | 0 | 0 | 0 | 0 | 0 | 0 | 0 | 0 | 0 | 2045
4- No Resource Additons | Rathdrum 2 | 1 | 1 | 1 | 1 | 1 | 1 | 1 | 1 | 1 | 1 | 1 | 1 | 1 | 1 | 1 | 1 | 1 | 1 | 1 | 1 | 1 | 1 | 1 | 1 | 0 | 0 | 0 | 0 | 0 | 0 | 0 | 0 | 0 | 0 | 0 | 0 | 0 | 0 | 0 | 0 | 0 | 0 | 0 | 0 | 0 | 0 | 0 | 0 | 1 | 2044 | 0 | 0 | 0 | 0 | 0 | 0 | 0 | 0 | 0 | 0 | 0 | 0 | 0 | 0 | 0 | 0 | 0 | 0 | 0 | 0 | 0 | 0 | 0 | 2045
4- No Resource Additons | Northeast A&B | 1 | 1 | 1 | 1 | 1 | 1 | 1 | 1 | 1 | 1 | 1 | 1 | 1 | 1 | 1 | 0 | 0 | 0 | 0 | 0 | 0 | 0 | 0 | 0 | 0 | 0 | 0 | 0 | 0 | 0 | 0 | 0 | 0 | 0 | 0 | 0 | 0 | 0 | 0 | 1 | 0 | 0 | 0 | 0 | 0 | 0 | 0 | 0 | 0 | 2035 | 0 | 0 | 0 | 0 | 0 | 0 | 0 | 0 | 0 | 0 | 0 | 0 | 0 | 0 | 2036 | 0 | 0 | 0 | 0 | 0 | 0 | 0 | 0 | 0
5- Least Cost_no NCF EE | Coyote Springs 2 | [25 empty] | 0 | 0 | 0 | 0 | 0 | 0 | 0 | 0 | 0 | 0 | 0 | 0 | 0 | 0 | 0 | 0 | 0 | 0 | 0 | 0 | 0 | 0 | 0 | 0 | - | 0 | 0 | 0 | 0 | 0 | 0 | 0 | 0 | 0 | 0 | 0 | 0 | 0 | 0 | 0 | 0 | 0 | 0 | 0 | 0 | 0 | 0 | 0 | 0 | bar: 2035 2021 to 2035 2045
5- Least Cost_no NCF EE | Lancaster | 1 | 1 | 1 | 1 | 1 | 1 | 0 | 0 | 0 | 0 | 0 | 0 | 0 | 0 | 0 | 0 | 0 | 0 | 0 | 0 | 0 | 0 | 0 | 0 | 0 | 0 | 0 | 0 | 0 | 0 | 1 | 0 | 0 | 0 | 0 | 0 | 0 | 0 | 0 | 0 | 0 | 0 | 0 | 0 | 0 | 0 | 0 | 0 | 0 | 2026 | 0 | 0 | 0 | 0 | 0 | 2027 | 0 | 0 | 0 | 0 | 0 | 0 | 0 | 0 | 0 | 0 | 0 | 0 | 0 | 0 | 0 | 0 | 0 | 0
5- Least Cost_no NCF EE | Colstrip (3) | 1 | 1 | 1 | 1 | 1 | 0 | 0 | 0 | 0 | 0 | 0 | 0 | 0 | 0 | 0 | 0 | 0 | 0 | 0 | 0 | 0 | 0 | 0 | 0 | 0 | 0 | 0 | 0 | 0 | 1 | 0 | 0 | 0 | 0 | 0 | 0 | 0 | 0 | 0 | 0 | 0 | 0 | 0 | 0 | 0 | 0 | 0 | 0 | 0 | 2025 | 0 | 0 | 0 | 0 | 2026 | 0 | 0 | 0 | 0 | 0 | 0 | 0 | 0 | 0 | 0 | 0 | 0 | 0 | 0 | 0 | 0 | 0 | 0 | 0
5- Least Cost_no NCF EE | Colstrip (4) | 1 | 1 | 1 | 1 | 1 | 0 | 0 | 0 | 0 | 0 | 0 | 0 | 0 | 0 | 0 | 0 | 0 | 0 | 0 | 0 | 0 | 0 | 0 | 0 | 0 | 0 | 0 | 0 | 0 | 1 | 0 | 0 | 0 | 0 | 0 | 0 | 0 | 0 | 0 | 0 | 0 | 0 | 0 | 0 | 0 | 0 | 0 | 0 | 0 | 2025 | 0 | 0 | 0 | 0 | 2026 | 0 | 0 | 0 | 0 | 0 | 0 | 0 | 0 | 0 | 0 | 0 | 0 | 0 | 0 | 0 | 0 | 0 | 0 | 0
5- Least Cost_no NCF EE | Kettle Falls | [25 empty] | 0 | 0 | 0 | 0 | 0 | 0 | 0 | 0 | 0 | 0 | 0 | 0 | 0 | 0 | 0 | 0 | 0 | 0 | 0 | 0 | 0 | 0 | 0 | 0 | - | 0 | 0 | 0 | 0 | 0 | 0 | 0 | 0 | 0 | 0 | 0 | 0 | 0 | 0 | 0 | 0 | 0 | 0 | 0 | 0 | 0 | 0 | 0 | 0 | bar: 2035 2021 to 2035 2045
5- Least Cost_no NCF EE | Kettle Falls CT | 1 | 1 | 1 | 1 | 1 | 1 | 1 | 1 | 1 | 1 | 1 | 1 | 1 | 1 | 1 | 1 | 1 | 1 | 1 | 1 | 0 | 0 | 0 | 0 | 0 | 0 | 0 | 0 | 0 | 0 | 0 | 0 | 0 | 0 | 0 | 0 | 0 | 0 | 0 | 0 | 0 | 0 | 0 | 0 | 1 | 0 | 0 | 0 | 0 | 2040 | 0 | 0 | 0 | 0 | 0 | 0 | 0 | 0 | 0 | 0 | 0 | 0 | 0 | 0 | 0 | 0 | 0 | 0 | 0 | 2041 | 0 | 0 | 0 | 0
5- Least Cost_no NCF EE | Boulder Park 1-6 | 1 | 1 | 1 | 1 | 1 | 1 | 1 | 1 | 1 | 1 | 1 | 1 | 1 | 1 | 1 | 1 | 1 | 1 | 1 | 1 | 0 | 0 | 0 | 0 | 0 | 0 | 0 | 0 | 0 | 0 | 0 | 0 | 0 | 0 | 0 | 0 | 0 | 0 | 0 | 0 | 0 | 0 | 0 | 0 | 1 | 0 | 0 | 0 | 0 | 2040 | 0 | 0 | 0 | 0 | 0 | 0 | 0 | 0 | 0 | 0 | 0 | 0 | 0 | 0 | 0 | 0 | 0 | 0 | 0 | 2041 | 0 | 0 | 0 | 0
5- Least Cost_no NCF EE | Rathdrum 1 | 1 | 1 | 1 | 1 | 1 | 1 | 1 | 1 | 1 | 1 | 1 | 1 | 1 | 1 | 1 | 1 | 1 | 1 | 1 | 1 | 1 | 1 | 1 | 1 | 0 | 0 | 0 | 0 | 0 | 0 | 0 | 0 | 0 | 0 | 0 | 0 | 0 | 0 | 0 | 0 | 0 | 0 | 0 | 0 | 0 | 0 | 0 | 0 | 1 | 2044 | 0 | 0 | 0 | 0 | 0 | 0 | 0 | 0 | 0 | 0 | 0 | 0 | 0 | 0 | 0 | 0 | 0 | 0 | 0 | 0 | 0 | 0 | 0 | 2045
5- Least Cost_no NCF EE | Rathdrum 2 | 1 | 1 | 1 | 1 | 1 | 1 | 1 | 1 | 1 | 1 | 1 | 1 | 1 | 1 | 1 | 1 | 1 | 1 | 1 | 1 | 1 | 1 | 1 | 1 | 0 | 0 | 0 | 0 | 0 | 0 | 0 | 0 | 0 | 0 | 0 | 0 | 0 | 0 | 0 | 0 | 0 | 0 | 0 | 0 | 0 | 0 | 0 | 0 | 1 | 2044 | 0 | 0 | 0 | 0 | 0 | 0 | 0 | 0 | 0 | 0 | 0 | 0 | 0 | 0 | 0 | 0 | 0 | 0 | 0 | 0 | 0 | 0 | 0 | 2045
5- Least Cost_no NCF EE | Northeast A&B | 1 | 1 | 1 | 1 | 1 | 1 | 1 | 1 | 1 | 1 | 1 | 1 | 1 | 1 | 1 | 0 | 0 | 0 | 0 | 0 | 0 | 0 | 0 | 0 | 0 | 0 | 0 | 0 | 0 | 0 | 0 | 0 | 0 | 0 | 0 | 0 | 0 | 0 | 0 | 1 | 0 | 0 | 0 | 0 | 0 | 0 | 0 | 0 | 0 | 2035 | 0 | 0 | 0 | 0 | 0 | 0 | 0 | 0 | 0 | 0 | 0 | 0 | 0 | 0 | 2036 | 0 | 0 | 0 | 0 | 0 | 0 | 0 | 0 | 0

## PRS
| WA | 65.65%
| ID | 34.35%
|  | WASHINGTON | [22 empty] | IDAHO | [22 empty] | SYSTEM
|  | 2023 | 2024 | 2025 | 2026 | 2027 | 2028 | 2029 | 2030 | 2031 | 2032 | 2033 | 2034 | 2035 | 2036 | 2037 | 2038 | 2039 | 2040 | 2041 | 2042 | 2043 | 2044 | 2045 | 2023 | 2024 | 2025 | 2026 | 2027 | 2028 | 2029 | 2030 | 2031 | 2032 | 2033 | 2034 | 2035 | 2036 | 2037 | 2038 | 2039 | 2040 | 2041 | 2042 | 2043 | 2044 | 2045 | 2023 | 2024 | 2025 | 2026 | 2027 | 2028 | 2029 | 2030 | 2031 | 2032 | 2033 | 2034 | 2035 | 2036 | 2037 | 2038 | 2039 | 2040 | 2041 | 2042 | 2043 | 2044 | 2045
Natural Gas | 7F.04 CT Frame Greenfield | 0 | 0 | 0 | 0 | 0 | 0 | 0 | 0 | 0 | 0 | 0 | 0 | 0 | 0 | 0 | 0 | 0 | 0 | 0 | 0 | 0 | 0 | 0 | 0 | 0 | 0 | 0 | 186.1822 | 0 | 0 | 0 | 0 | 0 | 0 | 0 | 0 | 0 | 0 | 0 | 0 | 0 | 0 | 0 | 0 | 0 | 0 | 0 | 0 | 0 | 0 | 0 | 0 | 0 | 0 | 0 | 0 | 0 | 0 | 0 | 0 | 0 | 0 | 0 | 0 | 0 | 0 | 0 | 0 | 0
Natural Gas | Reciprocating Engine (ICE) Machine | 0 | 0 | 0 | 0 | 0 | 0 | 0 | 0 | 0 | 0 | 0 | 0 | 0 | 0 | 0 | 0 | 0 | 0 | 0 | 0 | 0 | 0 | 0 | 0 | 0 | 0 | 0 | 0 | 0 | 0 | 0 | 0 | 0 | 0 | 0 | 0 | 0 | 0 | 0 | 0 | 0 | 0 | 0 | 0 | 0 | 0 | 0 | 0 | 0 | 0 | 0 | 0 | 0 | 0 | 0 | 0 | 0 | 0 | 0 | 0 | 0 | 0 | 0 | 0 | 0 | 0 | 0 | 0 | 0
Natural Gas | NG CCCT (1x1 w/DF) | 0 | 0 | 0 | 0 | 0 | 0 | 0 | 0 | 0 | 0 | 0 | 0 | 0 | 0 | 0 | 0 | 0 | 0 | 0 | 0 | 0 | 0 | 0 | 0 | 0 | 0 | 0 | 0 | 0 | 0 | 0 | 0 | 0 | 0 | 0 | 0 | 0 | 0 | 0 | 0 | 0 | 0 | 0 | 0 | 0 | 0 | 0 | 0 | 0 | 0 | 0 | 0 | 0 | 0 | 0 | 0 | 0 | 0 | 0 | 0 | 0 | 0 | 0 | 0 | 0 | 0 | 0 | 0 | 0
Nuclear | Small Modular Reactor | 0 | 0 | 0 | 0 | 0 | 0 | 0 | 0 | 0 | 0 | 0 | 0 | 0 | 0 | 0 | 0 | 0 | 0 | 0 | 0 | 0 | 0 | 0 | 0 | 0 | 0 | 0 | 0 | 0 | 0 | 0 | 0 | 0 | 0 | 0 | 0 | 0 | 0 | 0 | 0 | 0 | 0 | 0 | 0 | 0 | 0 | 0 | 0 | 0 | 0 | 0 | 0 | 0 | 0 | 0 | 0 | 0 | 0 | 0 | 0 | 0 | 0 | 0 | 0 | 0 | 0 | 0 | 0 | 0
NW Wind | NW Wind On System | 0 | 0 | 0 | 0 | 0 | 0 | 0 | 150 | 0 | 0 | 0 | 0 | 0 | 0 | 0 | 0 | 0 | 0 | 0 | 0 | 0 | 0 | 145.5511 | 0 | 0 | 0 | 0 | 0 | 0 | 0 | 0 | 0 | 0 | 0 | 0 | 0 | 0 | 0 | 0 | 0 | 0 | 0 | 0 | 0 | 0 | 0 | 0 | 0 | 0 | 0 | 0 | 0 | 0 | 0 | 0 | 0 | 0 | 0 | 0 | 0 | 0 | 0 | 0 | 0 | 0 | 0 | 0 | 0 | 0
NW Wind | NW Wind Off System | 0 | 0 | 0 | 0 | 0 | 0 | 0 | 0 | 0 | 0 | 0 | 0 | 0 | 0 | 0 | 0 | 0 | 0 | 0 | 0 | 0 | 137.1797 | 362.8203 | 0 | 0 | 0 | 0 | 0 | 0 | 0 | 0 | 0 | 0 | 0 | 0 | 0 | 0 | 0 | 0 | 0 | 0 | 0 | 0 | 0 | 0 | 0 | 0 | 0 | 0 | 0 | 0 | 0 | 0 | 0 | 0 | 0 | 0 | 0 | 0 | 0 | 0 | 0 | 0 | 0 | 0 | 0 | 0 | 0 | 0
Montana Wind | Wind Montana | 0 | 0 | 0 | 0 | 125.0528 | 0 | 0 | 0 | 0 | 174.9472 | 0 | 0 | 0 | 0 | 0 | 0 | 0 | 0 | 0 | 0 | 0 | 0 | 0 | 0 | 0 | 0 | 0 | 0 | 0 | 0 | 0 | 0 | 0 | 0 | 0 | 0 | 0 | 0 | 0 | 0 | 0 | 0 | 0 | 0 | 0 | 0 | 0 | 0 | 0 | 0 | 0 | 0 | 0 | 0 | 0 | 0 | 0 | 0 | 0 | 0 | 0 | 0 | 0 | 0 | 0 | 0 | 0 | 0 | 0
Off Shore Wind | Off Shore Wind (share) | 0 | 0 | 0 | 0 | 0 | 0 | 0 | 0 | 0 | 0 | 0 | 0 | 0 | 0 | 0 | 0 | 0 | 0 | 0 | 0 | 0 | 0 | 0 | 0 | 0 | 0 | 0 | 0 | 0 | 0 | 0 | 0 | 0 | 0 | 0 | 0 | 0 | 0 | 0 | 0 | 0 | 0 | 0 | 0 | 0 | 0 | 0 | 0 | 0 | 0 | 0 | 0 | 0 | 0 | 0 | 0 | 0 | 0 | 0 | 0 | 0 | 0 | 0 | 0 | 0 | 0 | 0 | 0 | 0
Distributed Solar/ wStorage | New Residential Solar | 0 | 0 | 0 | 0 | 0 | 0 | 0 | 0 | 0 | 0 | 0 | 0 | 0 | 0 | 0 | 0 | 0 | 0 | 0 | 0 | 0 | 0 | 0 | 0 | 0 | 0 | 0 | 0 | 0 | 0 | 0 | 0 | 0 | 0 | 0 | 0 | 0 | 0 | 0 | 0 | 0 | 0 | 0 | 0 | 0 | 0 | 0 | 0 | 0 | 0 | 0 | 0 | 0 | 0 | 0 | 0 | 0 | 0 | 0 | 0 | 0 | 0 | 0 | 0 | 0 | 0 | 0 | 0 | 0
Distributed Solar/ wStorage | New Residential Storage | 0 | 0 | 0 | 0 | 0 | 0 | 0 | 0 | 0 | 0 | 0 | 0 | 0 | 0 | 0 | 0 | 0 | 0 | 0 | 0 | 0 | 0 | 0 | 0 | 0 | 0 | 0 | 0 | 0 | 0 | 0 | 0 | 0 | 0 | 0 | 0 | 0 | 0 | 0 | 0 | 0 | 0 | 0 | 0 | 0 | 0 | 0 | 0 | 0 | 0 | 0 | 0 | 0 | 0 | 0 | 0 | 0 | 0 | 0 | 0 | 0 | 0 | 0 | 0 | 0 | 0 | 0 | 0 | 0
Distributed Solar/ wStorage | Existing Residential Solar | 0 | 0 | 0 | 0 | 0 | 0 | 0 | 0 | 0 | 0 | 0 | 0 | 0 | 0 | 0 | 0 | 0 | 0 | 0 | 0 | 0 | 0 | 0 | 0 | 0 | 0 | 0 | 0 | 0 | 0 | 0 | 0 | 0 | 0 | 0 | 0 | 0 | 0 | 0 | 0 | 0 | 0 | 0 | 0 | 0 | 0 | 0 | 0 | 0 | 0 | 0 | 0 | 0 | 0 | 0 | 0 | 0 | 0 | 0 | 0 | 0 | 0 | 0 | 0 | 0 | 0 | 0 | 0 | 0
Distributed Solar/ wStorage | Existing Residential Storage | 0 | 0 | 0 | 0 | 0 | 0 | 0 | 0 | 0 | 0 | 0 | 0 | 0 | 0 | 0 | 0 | 0 | 0 | 0 | 0 | 0 | 0 | 0 | 0 | 0 | 0 | 0 | 0 | 0 | 0 | 0 | 0 | 0 | 0 | 0 | 0 | 0 | 0 | 0 | 0 | 0 | 0 | 0 | 0 | 0 | 0 | 0 | 0 | 0 | 0 | 0 | 0 | 0 | 0 | 0 | 0 | 0 | 0 | 0 | 0 | 0 | 0 | 0 | 0 | 0 | 0 | 0 | 0 | 0
Distributed Solar/ wStorage | Commercial Solar | 0 | 0 | 0 | 0 | 0 | 0 | 0 | 0 | 0 | 0 | 0 | 0 | 0 | 0 | 0 | 0 | 0 | 0 | 0 | 0 | 0 | 0 | 0 | 0 | 0 | 0 | 0 | 0 | 0 | 0 | 0 | 0 | 0 | 0 | 0 | 0 | 0 | 0 | 0 | 0 | 0 | 0 | 0 | 0 | 0 | 0 | 0 | 0 | 0 | 0 | 0 | 0 | 0 | 0 | 0 | 0 | 0 | 0 | 0 | 0 | 0 | 0 | 0 | 0 | 0 | 0 | 0 | 0 | 0
Distributed Solar/ wStorage | Commercial Storage | 0 | 0 | 0 | 0 | 0 | 0 | 0 | 0 | 0 | 0 | 0 | 0 | 0 | 0 | 0 | 0 | 0 | 0 | 0 | 0 | 0 | 0 | 0 | 0 | 0 | 0 | 0 | 0 | 0 | 0 | 0 | 0 | 0 | 0 | 0 | 0 | 0 | 0 | 0 | 0 | 0 | 0 | 0 | 0 | 0 | 0 | 0 | 0 | 0 | 0 | 0 | 0 | 0 | 0 | 0 | 0 | 0 | 0 | 0 | 0 | 0 | 0 | 0 | 0 | 0 | 0 | 0 | 0 | 0
Distributed Solar/ wStorage | Solar Photovoltaic Fixed Array (5 MW AC) | 0 | 0 | 0 | 0 | 0 | 0 | 0 | 0 | 0 | 0 | 0 | 0.1 | 0.1 | 0.1 | 0.1 | 0.1 | 0.1 | 0.1 | 0 | 0.1 | 0.18249 | 0.10276 | 0.1119 | 0 | 0 | 0 | 0 | 0 | 0 | 0 | 0 | 0 | 0 | 0 | 0 | 0 | 0 | 0 | 0 | 0 | 0 | 0 | 0 | 0 | 0 | 0 | 0 | 0 | 0 | 0 | 0 | 0 | 0 | 0 | 0 | 0 | 0 | 0 | 0 | 0 | 0 | 0 | 0 | 0 | 0 | 0 | 0 | 0 | 0
Distributed Solar/ wStorage | 5MW/20MWh Lith-Ion Storage | 0 | 0 | 0 | 0 | 0 | 0 | 0 | 0 | 0 | 0 | 0 | 0.1 | 0.1 | 0.1 | 0.1 | 0.1 | 0.1 | 0.1 | 0 | 0.1 | 0 | 0.10276 | 0.1119 | 0 | 0 | 0 | 0 | 0 | 0 | 0 | 0 | 0 | 0 | 0 | 0 | 0 | 0 | 0 | 0 | 0 | 0 | 0 | 0 | 0 | 0 | 0 | 0 | 0 | 0 | 0 | 0 | 0 | 0 | 0 | 0 | 0 | 0 | 0 | 0 | 0 | 0 | 0 | 0 | 0 | 0 | 0 | 0 | 0 | 0
Utility Scale Solar | Solar Photovoltaic w/Single Axis Tracking (100 MW AC) | 0 | 0 | 0 | 0 | 0 | 0 | 0 | 0 | 0 | 0 | 0 | 0 | 0 | 0 | 0 | 0 | 0 | 0 | 0 | 0 | 0 | 0 | 0 | 0 | 0 | 0 | 0 | 0 | 0 | 0 | 0 | 0 | 0 | 0 | 0 | 0 | 0 | 0 | 0 | 0 | 0 | 0 | 0 | 0 | 0 | 0 | 0 | 0 | 0 | 0 | 0 | 0 | 0 | 0 | 0 | 0 | 0 | 0 | 0 | 0 | 0 | 0 | 0 | 0 | 0 | 0 | 0 | 0 | 0
Utility Scale Solar | Solar Photovoltaic w/Single Axis Tracking (100 MW AC) | 0 | 0 | 0 | 0 | 0 | 0 | 0 | 0 | 0 | 0 | 0 | 0 | 0 | 0 | 0 | 0 | 0 | 0 | 0 | 0 | 0 | 0 | 0 | 0 | 0 | 0 | 0 | 0 | 0 | 0 | 0 | 0 | 0 | 0 | 0 | 0 | 0 | 0 | 0 | 0 | 0 | 0 | 0 | 0 | 0 | 0 | 0 | 0 | 0 | 0 | 0 | 0 | 0 | 0 | 0 | 0 | 0 | 0 | 0 | 0 | 0 | 0 | 0 | 0 | 0 | 0 | 0 | 0 | 0
Utility Scale Solar | Solar Photovoltaic w/Single Axis Tracking (50 MW AC) | 0 | 0 | 0 | 0 | 0 | 0 | 0 | 0 | 0 | 0 | 0 | 0 | 0 | 0 | 0 | 0 | 0 | 0 | 0 | 0 | 0 | 0 | 0 | 0 | 0 | 0 | 0 | 0 | 0 | 0 | 0 | 0 | 0 | 0 | 0 | 0 | 0 | 0 | 0 | 0 | 0 | 0 | 0 | 0 | 0 | 0 | 0 | 0 | 0 | 0 | 0 | 0 | 0 | 0 | 0 | 0 | 0 | 0 | 0 | 0 | 0 | 0 | 0 | 0 | 0 | 0 | 0 | 0 | 0
Utility Scale Solar | Southern NW Solar Photovoltaic w/ Single Axies Tracking (100 MW AC) | 0 | 0 | 0 | 0 | 0 | 0 | 0 | 0 | 0 | 0 | 0 | 0 | 0 | 0 | 0 | 0 | 0 | 0 | 0 | 0 | 0 | 0 | 0 | 0 | 0 | 0 | 0 | 0 | 0 | 0 | 0 | 0 | 0 | 0 | 0 | 0 | 0 | 0 | 0 | 0 | 0 | 0 | 0 | 0 | 0 | 0 | 0 | 0 | 0 | 0 | 0 | 0 | 0 | 0 | 0 | 0 | 0 | 0 | 0 | 0 | 0 | 0 | 0 | 0 | 0 | 0 | 0 | 0 | 0
Short Duration Storage (<8hr) | 100 MW/400 MWh Lithium-ion with solar | 0 | 0 | 0 | 0 | 0 | 0 | 0 | 0 | 0 | 0 | 0 | 0 | 0 | 0 | 0 | 0 | 0 | 0 | 0 | 0 | 0 | 0 | 0 | 0 | 0 | 0 | 0 | 0 | 0 | 0 | 0 | 0 | 0 | 0 | 0 | 0 | 0 | 0 | 0 | 0 | 0 | 0 | 0 | 0 | 0 | 0 | 0 | 0 | 0 | 0 | 0 | 0 | 0 | 0 | 0 | 0 | 0 | 0 | 0 | 0 | 0 | 0 | 0 | 0 | 0 | 0 | 0 | 0 | 0
Short Duration Storage (<8hr) | 100 MW/200 MWh Lithium-ion with solar | 0 | 0 | 0 | 0 | 0 | 0 | 0 | 0 | 0 | 0 | 0 | 0 | 0 | 0 | 0 | 0 | 0 | 0 | 0 | 0 | 0 | 0 | 0 | 0 | 0 | 0 | 0 | 0 | 0 | 0 | 0 | 0 | 0 | 0 | 0 | 0 | 0 | 0 | 0 | 0 | 0 | 0 | 0 | 0 | 0 | 0 | 0 | 0 | 0 | 0 | 0 | 0 | 0 | 0 | 0 | 0 | 0 | 0 | 0 | 0 | 0 | 0 | 0 | 0 | 0 | 0 | 0 | 0 | 0
Short Duration Storage (<8hr) | 50 MW/200 MWh Lithium-ion with solar | 0 | 0 | 0 | 0 | 0 | 0 | 0 | 0 | 0 | 0 | 0 | 0 | 0 | 0 | 0 | 0 | 0 | 0 | 0 | 0 | 0 | 0 | 0 | 0 | 0 | 0 | 0 | 0 | 0 | 0 | 0 | 0 | 0 | 0 | 0 | 0 | 0 | 0 | 0 | 0 | 0 | 0 | 0 | 0 | 0 | 0 | 0 | 0 | 0 | 0 | 0 | 0 | 0 | 0 | 0 | 0 | 0 | 0 | 0 | 0 | 0 | 0 | 0 | 0 | 0 | 0 | 0 | 0 | 0
Short Duration Storage (<8hr) | Distribution Scale 4hr Lithium-Ion | 0 | 0 | 0 | 0 | 0 | 0 | 0 | 0 | 0 | 0 | 0 | 0 | 0 | 0 | 0 | 0 | 0 | 0 | 0 | 0 | 0 | 0 | 0 | 0 | 0 | 0 | 0 | 0 | 0 | 0 | 0 | 0 | 0 | 0 | 0 | 0 | 0 | 0 | 0 | 0 | 0 | 0 | 0 | 0 | 0 | 0 | 0 | 0 | 0 | 0 | 0 | 0 | 0 | 0 | 0 | 0 | 0 | 0 | 0 | 0 | 0 | 0 | 0 | 0 | 0 | 0 | 0 | 0 | 0
Short Duration Storage (<8hr) | Distribution Scale 8hr Lithium-Ion | 0 | 0 | 0 | 0 | 0 | 0 | 0 | 0 | 0 | 0 | 0 | 0 | 0 | 0 | 0 | 0 | 0 | 0 | 0 | 0 | 0 | 0 | 0 | 0 | 0 | 0 | 0 | 0 | 0 | 0 | 0 | 0 | 0 | 0 | 0 | 0 | 0 | 0 | 0 | 0 | 0 | 0 | 0 | 0 | 0 | 0 | 0 | 0 | 0 | 0 | 0 | 0 | 0 | 0 | 0 | 0 | 0 | 0 | 0 | 0 | 0 | 0 | 0 | 0 | 0 | 0 | 0 | 0 | 0
Short Duration Storage (<8hr) | 4hr Lithium-Ion | 0 | 0 | 0 | 0 | 25 | 0 | 35.662 | 0 | 0 | 0 | 0 | 0 | 0 | 0 | 0 | 0 | 0 | 51.4849 | 0 | 0 | 0 | 25 | 0 | 0 | 0 | 0 | 0 | 0 | 0 | 0 | 0 | 0 | 0 | 0 | 0 | 0 | 0 | 0 | 0 | 0 | 0 | 0 | 37.7838 | 0 | 0 | 0 | 0 | 0 | 0 | 0 | 0 | 0 | 0 | 0 | 0 | 0 | 0 | 0 | 0 | 0 | 0 | 0 | 0 | 0 | 0 | 0 | 0 | 0 | 0
Short Duration Storage (<8hr) | 8hr Lithium-Ion | 0 | 0 | 0 | 0 | 0 | 0 | 0 | 0 | 0 | 0 | 0 | 0 | 0 | 0 | 0 | 0 | 0 | 0 | 0 | 0 | 0 | 0 | 0 | 0 | 0 | 0 | 0 | 0 | 0 | 0 | 0 | 0 | 0 | 0 | 0 | 0 | 0 | 0 | 0 | 0 | 0 | 0 | 0 | 0 | 0 | 0 | 0 | 0 | 0 | 0 | 0 | 0 | 0 | 0 | 0 | 0 | 0 | 0 | 0 | 0 | 0 | 0 | 0 | 0 | 0 | 0 | 0 | 0 | 0
Medium Duration Storage (8-24hr) | 16hr Lithium-Ion | 0 | 0 | 0 | 0 | 0 | 0 | 0 | 0 | 0 | 0 | 0 | 0 | 0 | 0 | 0 | 0 | 0 | 0 | 0 | 0 | 0 | 0 | 0 | 0 | 0 | 0 | 0 | 0 | 0 | 0 | 0 | 0 | 0 | 0 | 0 | 0 | 0 | 0 | 0 | 0 | 0 | 0 | 0 | 0 | 0 | 0 | 0 | 0 | 0 | 0 | 0 | 0 | 0 | 0 | 0 | 0 | 0 | 0 | 0 | 0 | 0 | 0 | 0 | 0 | 0 | 0 | 0 | 0 | 0
Short Duration Storage (<8hr) | 4 hr Vanadium Flow Battery | 0 | 0 | 0 | 0 | 0 | 0 | 0 | 0 | 0 | 0 | 0 | 0 | 0 | 0 | 0 | 0 | 0 | 0 | 0 | 0 | 0 | 0 | 0 | 0 | 0 | 0 | 0 | 0 | 0 | 0 | 0 | 0 | 0 | 0 | 0 | 0 | 0 | 0 | 0 | 0 | 0 | 0 | 0 | 0 | 0 | 0 | 0 | 0 | 0 | 0 | 0 | 0 | 0 | 0 | 0 | 0 | 0 | 0 | 0 | 0 | 0 | 0 | 0 | 0 | 0 | 0 | 0 | 0 | 0
Short Duration Storage (<8hr) | 4 hr Zinc Bromide Flow Battery | 0 | 0 | 0 | 0 | 0 | 0 | 0 | 0 | 0 | 0 | 0 | 0 | 0 | 0 | 0 | 0 | 0 | 0 | 0 | 0 | 0 | 0 | 0 | 0 | 0 | 0 | 0 | 0 | 0 | 0 | 0 | 0 | 0 | 0 | 0 | 0 | 0 | 0 | 0 | 0 | 0 | 0 | 0 | 0 | 0 | 0 | 0 | 0 | 0 | 0 | 0 | 0 | 0 | 0 | 0 | 0 | 0 | 0 | 0 | 0 | 0 | 0 | 0 | 0 | 0 | 0 | 0 | 0 | 0
Long Duration Storage (>24hr) | 100hr Iron Oxide | 0 | 0 | 0 | 0 | 0 | 0 | 0 | 0 | 0 | 147.4063 | 0 | 0 | 0 | 0 | 0 | 0 | 0 | 0 | 0 | 0 | 0 | 0 | 100 | 0 | 0 | 0 | 0 | 0 | 0 | 0 | 0 | 0 | 0 | 0 | 0 | 0 | 0 | 0 | 0 | 0 | 0 | 0 | 0 | 0 | 0 | 0 | 0 | 0 | 0 | 0 | 0 | 0 | 0 | 0 | 0 | 0 | 0 | 0 | 0 | 0 | 0 | 0 | 0 | 0 | 115.435 | 0 | 103.5725 | 0 | 0
Baseload Renewable | Geothermal (Off System) | 0 | 0 | 0 | 0 | 0 | 0 | 0 | 0 | 20 | 0 | 0 | 0 | 0 | 0 | 0 | 0 | 0 | 0 | 0 | 0 | 0 | 0 | 20 | 0 | 0 | 0 | 0 | 0 | 0 | 0 | 0 | 0 | 0 | 0 | 0 | 0 | 0 | 0 | 0 | 0 | 0 | 0 | 0 | 0 | 0 | 0 | 0 | 0 | 0 | 0 | 0 | 0 | 0 | 0 | 0 | 0 | 0 | 0 | 0 | 0 | 0 | 0 | 0 | 0 | 0 | 0 | 0 | 0 | 0
Long Duration Storage (>24hr) | Hydrogen Fuel Cell with 40 hrs Storage | 0 | 0 | 0 | 0 | 0 | 0 | 0 | 0 | 0 | 0 | 0 | 0 | 0 | 0 | 0 | 0 | 0 | 0 | 0 | 0 | 0 | 0 | 0 | 0 | 0 | 0 | 0 | 0 | 0 | 0 | 0 | 0 | 0 | 0 | 0 | 0 | 0 | 0 | 0 | 0 | 0 | 0 | 0 | 0 | 0 | 0 | 0 | 0 | 0 | 0 | 0 | 0 | 0 | 0 | 0 | 0 | 0 | 0 | 0 | 0 | 0 | 0 | 0 | 0 | 0 | 0 | 0 | 0 | 0
Long Duration Storage (>24hr) | 7F.04 CT Frame Greenfield + amonia + storage | 0 | 0 | 0 | 0 | 0 | 0 | 0 | 0 | 0 | 0 | 0 | 0 | 0 | 0 | 0 | 0 | 0 | 0 | 0 | 0 | 0 | 0 | 218.7723 | 0 | 0 | 0 | 0 | 0 | 0 | 0 | 0 | 0 | 0 | 0 | 0 | 0 | 0 | 0 | 0 | 0 | 0 | 0 | 0 | 0 | 0 | 78.974 | 0 | 0 | 0 | 0 | 0 | 0 | 0 | 0 | 0 | 0 | 0 | 0 | 0 | 0 | 0 | 91.0844 | 0 | 0 | 0 | 0 | 0 | 0 | 0
Medium Duration Storage (8-24hr) | Liquid Air | 0 | 0 | 0 | 0 | 0 | 0 | 0 | 0 | 0 | 0 | 0 | 0 | 0 | 0 | 0 | 0 | 0 | 0 | 0 | 0 | 0 | 0 | 0 | 0 | 0 | 0 | 0 | 0 | 0 | 0 | 0 | 0 | 0 | 0 | 0 | 0 | 0 | 0 | 0 | 0 | 0 | 0 | 0 | 0 | 0 | 0 | 0 | 0 | 0 | 0 | 0 | 0 | 0 | 0 | 0 | 0 | 0 | 0 | 0 | 0 | 0 | 0 | 0 | 0 | 0 | 0 | 0 | 0 | 0
Medium Duration Storage (8-24hr) | Pumped Hydro (8.5 hr/ 400 MW share) | 0 | 0 | 0 | 0 | 0 | 0 | 0 | 0 | 0 | 0 | 0 | 0 | 0 | 0 | 0 | 0 | 0 | 0 | 0 | 0 | 0 | 0 | 0 | 0 | 0 | 0 | 0 | 0 | 0 | 0 | 0 | 0 | 0 | 0 | 0 | 0 | 0 | 0 | 0 | 0 | 0 | 0 | 0 | 0 | 0 | 0 | 0 | 0 | 0 | 0 | 0 | 0 | 0 | 0 | 0 | 0 | 0 | 0 | 0 | 0 | 0 | 0 | 0 | 0 | 0 | 0 | 0 | 0 | 0
Medium Duration Storage (8-24hr) | Pumped Hydro (16 hr/ 100 MW) | 0 | 0 | 0 | 0 | 0 | 0 | 0 | 0 | 0 | 0 | 0 | 0 | 0 | 0 | 0 | 0 | 0 | 0 | 0 | 0 | 0 | 0 | 0 | 0 | 0 | 0 | 0 | 0 | 0 | 0 | 0 | 0 | 0 | 0 | 0 | 0 | 0 | 0 | 0 | 0 | 0 | 0 | 0 | 0 | 0 | 0 | 0 | 0 | 0 | 0 | 0 | 0 | 0 | 0 | 0 | 0 | 0 | 0 | 0 | 0 | 0 | 0 | 0 | 0 | 0 | 0 | 0 | 0 | 0
Medium Duration Storage (8-24hr) | Pumped Hydro (24 hr/ 100 MW) | 0 | 0 | 0 | 0 | 0 | 0 | 0 | 0 | 0 | 0 | 0 | 0 | 0 | 0 | 0 | 0 | 0 | 0 | 0 | 0 | 0 | 0 | 0 | 0 | 0 | 0 | 0 | 0 | 0 | 0 | 0 | 0 | 0 | 0 | 0 | 0 | 0 | 0 | 0 | 0 | 0 | 0 | 0 | 0 | 0 | 0 | 0 | 0 | 0 | 0 | 0 | 0 | 0 | 0 | 0 | 0 | 0 | 0 | 0 | 0 | 0 | 0 | 0 | 0 | 0 | 0 | 0 | 0 | 0
Baseload Renewable | Wood Biomass | 0 | 0 | 0 | 0 | 0 | 0 | 0 | 0 | 0 | 0 | 0 | 0 | 0 | 0 | 0 | 0 | 0 | 0 | 0 | 0 | 0 | 0 | 0 | 0 | 0 | 0 | 0 | 0 | 0 | 0 | 0 | 0 | 0 | 0 | 0 | 0 | 0 | 0 | 0 | 0 | 0 | 0 | 0 | 0 | 0 | 0 | 0 | 0 | 0 | 0 | 0 | 0 | 0 | 0 | 0 | 0 | 0 | 0 | 0 | 0 | 0 | 0 | 0 | 0 | 0 | 0 | 0 | 0 | 0
Natural Gas | Rathdrum CT 2055 Uprates two unit operation | 0 | 0 | 0 | 0 | 0 | 0 | 0 | 0 | 0 | 0 | 0 | 0 | 0 | 0 | 0 | 0 | 0 | 0 | 0 | 0 | 0 | 0 | 0 | 0 | 0 | 0 | 0 | 0 | 0 | 0 | 0 | 0 | 0 | 0 | 0 | 0 | 0 | 0 | 0 | 0 | 0 | 0 | 0 | 0 | 0 | 0 | 0 | 0 | 0 | 0 | 0 | 0 | 0 | 0 | 0 | 0 | 0 | 0 | 0 | 5 | 0 | 0 | 0 | 0 | 0 | 0 | 0 | 0 | 0
Natural Gas | Rathdrum CT: Inlet Evaporation 2 unit operation | 0 | 0 | 0 | 0 | 0 | 0 | 0 | 0 | 0 | 0 | 0 | 0 | 0 | 0 | 0 | 0 | 0 | 0 | 0 | 0 | 0 | 0 | 0 | 0 | 0 | 0 | 0 | 0 | 0 | 0 | 0 | 0 | 0 | 0 | 0 | 0 | 0 | 0 | 0 | 0 | 0 | 0 | 0 | 0 | 0 | 0 | 0 | 0 | 0 | 0 | 0 | 0 | 0 | 0 | 0 | 0 | 0 | 0 | 0 | 0 | 0 | 0 | 0 | 0 | 0 | 0 | 0 | 0 | 0
Baseload Renewable | Kettle Falls Turbine Generator Upgrade | 0 | 0 | 0 | 0 | 0 | 0 | 0 | 0 | 0 | 0 | 0 | 0 | 0 | 0 | 0 | 0 | 0 | 0 | 0 | 0 | 0 | 0 | 0 | 0 | 0 | 0 | 0 | 0 | 0 | 0 | 0 | 0 | 0 | 0 | 0 | 0 | 0 | 0 | 0 | 0 | 0 | 0 | 0 | 0 | 0 | 0 | 0 | 0 | 0 | 0 | 0 | 0 | 0 | 0 | 0 | 0 | 0 | 0 | 0 | 0 | 0 | 0 | 0 | 0 | 0 | 0 | 0 | 0 | 0
NW Wind | Palouse Repower | 0 | 0 | 0 | 0 | 0 | 0 | 0 | 0 | 0 | 0 | 0 | 0 | 0 | 0 | 0 | 0 | 0 | 0 | 0 | 105 | 0 | 0 | 0 | 0 | 0 | 0 | 0 | 0 | 0 | 0 | 0 | 0 | 0 | 0 | 0 | 0 | 0 | 0 | 0 | 0 | 0 | 0 | 0 | 0 | 0 | 0 | 0 | 0 | 0 | 0 | 0 | 0 | 0 | 0 | 0 | 0 | 0 | 0 | 0 | 0 | 0 | 0 | 0 | 0 | 0 | 0 | 0 | 0 | 0
NW Wind | Rattlesnake Repower | 0 | 0 | 0 | 0 | 0 | 0 | 0 | 0 | 0 | 0 | 0 | 0 | 0 | 0 | 0 | 0 | 0 | 0 | 140 | 0 | 0 | 0 | 0 | 0 | 0 | 0 | 0 | 0 | 0 | 0 | 0 | 0 | 0 | 0 | 0 | 0 | 0 | 0 | 0 | 0 | 0 | 0 | 0 | 0 | 0 | 0 | 0 | 0 | 0 | 0 | 0 | 0 | 0 | 0 | 0 | 0 | 0 | 0 | 0 | 0 | 0 | 0 | 0 | 0 | 0 | 0 | 0 | 0 | 0
Utility Scale Solar | Lind Repower | 0 | 0 | 0 | 0 | 0 | 0 | 0 | 0 | 0 | 0 | 0 | 0 | 0 | 0 | 0 | 0 | 0 | 0 | 0 | 0 | 0 | 0 | 0 | 0 | 0 | 0 | 0 | 0 | 0 | 0 | 0 | 0 | 0 | 0 | 0 | 0 | 0 | 0 | 0 | 0 | 0 | 0 | 0 | 0 | 0 | 0 | 0 | 0 | 0 | 0 | 0 | 0 | 0 | 0 | 0 | 0 | 0 | 0 | 0 | 0 | 0 | 0 | 0 | 0 | 0 | 0 | 0 | 0 | 0
Distributed Solar/ wStorage | Low-Income Community Solar | 0 | 0.66843 | 0.67701 | 0.68633 | 0.69762 | 0.7109 | 0.71994 | 0.72744 | 0.74105 | 0.75298 | 0.76027 | 0 | 0 | 0 | 0 | 0 | 0 | 0 | 0.17306 | 0 | 0 | 0 | 0 | 0 | 0 | 0 | 0 | 0 | 0 | 0 | 0 | 0 | 0 | 0 | 0 | 0 | 0 | 0 | 0 | 0 | 0 | 0 | 0 | 0 | 0 | 0 | 0 | 0 | 0 | 0 | 0 | 0 | 0 | 0 | 0 | 0 | 0 | 0 | 0 | 0 | 0 | 0 | 0 | 0 | 0 | 0 | 0 | 0 | 0
| Placeholder | 0 | 0 | 0 | 0 | 0 | 0 | 0 | 0 | 0 | 0 | 0 | 0 | 0 | 0 | 0 | 0 | 0 | 0 | 0 | 0 | 0 | 0 | 0 | 0 | 0 | 0 | 0 | 0 | 0 | 0 | 0 | 0 | 0 | 0 | 0 | 0 | 0 | 0 | 0 | 0 | 0 | 0 | 0 | 0 | 0 | 0 | 0 | 0 | 0 | 0 | 0 | 0 | 0 | 0 | 0 | 0 | 0 | 0 | 0 | 0 | 0 | 0 | 0 | 0 | 0 | 0 | 0 | 0 | 0
| Placeholder | 0 | 0 | 0 | 0 | 0 | 0 | 0 | 0 | 0 | 0 | 0 | 0 | 0 | 0 | 0 | 0 | 0 | 0 | 0 | 0 | 0 | 0 | 0 | 0 | 0 | 0 | 0 | 0 | 0 | 0 | 0 | 0 | 0 | 0 | 0 | 0 | 0 | 0 | 0 | 0 | 0 | 0 | 0 | 0 | 0 | 0 | 0 | 0 | 0 | 0 | 0 | 0 | 0 | 0 | 0 | 0 | 0 | 0 | 0 | 0 | 0 | 0 | 0 | 0 | 0 | 0 | 0 | 0 | 0
Demand Response | Peak Time Rebate | 0 | 0 | 0 | 0 | 0 | 0 | 0 | 0 | 0 | 0 | 0 | 0 | 0 | 0 | 0 | 0 | 0 | 0 | 0 | 0 | 0 | 0 | 0 | 0 | 0 | 0 | 0 | 0 | 0 | 0 | 0 | 0 | 0 | 0 | 0 | 0 | 0 | 0 | 0 | 0 | 0 | 0 | 0 | 0 | 0 | 0
Demand Response | Behavioral | 0 | 0 | 0 | 0 | 0 | 0 | 0 | 0 | 0 | 0 | 0 | 0 | 0 | 0 | 0 | 0 | 0 | 0 | 0 | 0 | 0 | 0 | 0 | 0 | 0 | 0 | 0 | 0 | 0 | 0 | 0 | 0 | 0 | 0 | 0 | 0 | 0 | 0 | 0 | 0 | 0 | 0 | 0 | 0 | 0 | 0
Demand Response | DLC Central AC | 0 | 0 | 0 | 0 | 0 | 0 | 0 | 0 | 0 | 0 | 0 | 0 | 0 | 0 | 0 | 0 | 0 | 0 | 0 | 0 | 0 | 0 | 0 | 0 | 0 | 0 | 0 | 0 | 0 | 0 | 0 | 0 | 0 | 0 | 0 | 0 | 0 | 0 | 0 | 0 | 0 | 0 | 0 | 0 | 0 | 0
Demand Response | DLC Electric Vehicle Charging | 0 | 0 | 0 | 0 | 0 | 0 | 0 | 0 | 0 | 0 | 0 | 0 | 0 | 0 | 0 | 0 | 0 | 0 | 0 | 0 | 0 | 0 | 0 | 0 | 0 | 0 | 0 | 0 | 0 | 0 | 0 | 0 | 0 | 0 | 0 | 0 | 0 | 0 | 0 | 0 | 0 | 0 | 0 | 0 | 0 | 0
Demand Response | DLC Smart Appliances | 0 | 0 | 0 | 0 | 0 | 0 | 0 | 0 | 0 | 0 | 0 | 0 | 0 | 0 | 0 | 0 | 0 | 0 | 0 | 0 | 0 | 0 | 0 | 0 | 0 | 0 | 0 | 0 | 0 | 0 | 0 | 0 | 0 | 0 | 0 | 0 | 0 | 0 | 0 | 0 | 0 | 0 | 0 | 0 | 0 | 0
Demand Response | DLC Smart Thermostats - Cooling | 0 | 0 | 0 | 0 | 0 | 0 | 0 | 0 | 0 | 0 | 0 | 0 | 0 | 0 | 0 | 0 | 0 | 0 | 0 | 0 | 0 | 0 | 0 | 0 | 0 | 0 | 0 | 0 | 0 | 0 | 0 | 0 | 0 | 0 | 0 | 0 | 0 | 0 | 0 | 0 | 0 | 0 | 0 | 0 | 0 | 0
Demand Response | DLC Smart Thermostats - Heating | 0 | 0 | 0 | 0 | 0 | 0 | 0 | 0 | 0 | 0 | 0 | 0 | 0 | 0 | 0 | 0 | 0 | 0 | 0 | 0 | 0 | 0 | 0 | 0 | 0 | 0 | 0 | 0 | 0 | 0 | 0 | 0 | 0 | 0 | 0 | 0 | 0 | 0 | 0 | 0 | 0 | 0 | 0 | 0 | 0 | 0
Demand Response | DLC Water Heating | 0 | 0 | 0 | 0 | 0 | 0 | 0 | 0 | 0 | 0 | 0 | 0 | 0 | 0 | 0 | 0 | 0 | 0 | 0 | 0 | 0 | 0 | 0 | 0 | 0 | 0 | 0 | 0 | 0 | 0 | 0 | 0 | 0 | 0 | 0 | 0 | 0 | 0 | 0 | 0 | 0 | 0 | 0 | 0 | 0 | 0
Demand Response | CTA-2045 ERWH | 0 | 0 | 0 | 0 | 0 | 0 | 0 | 0 | 0 | 0 | 0 | 0 | 0 | 0 | 0 | 0 | 0 | 0 | 0 | 0 | 0 | 0 | 0 | 0 | 0 | 0 | 0 | 0 | 0 | 0 | 0 | 0 | 0 | 0 | 0 | 0 | 0 | 0 | 0 | 0 | 0 | 0 | 0 | 0 | 0 | 0
Demand Response | CTA-2045 HPWH | 0 | 0 | 0 | 0 | 0 | 0 | 0 | 0 | 0 | 0 | 0 | 0 | 0 | 0 | 0 | 0 | 0 | 0 | 0 | 0 | 0 | 0 | 0 | 0 | 0 | 0 | 0 | 0 | 0 | 0 | 0 | 0 | 0 | 0 | 0 | 0 | 0 | 0 | 0 | 0 | 0 | 0 | 0 | 0 | 0 | 0
Demand Response | Thermal Energy Storage | 0 | 0 | 0 | 0 | 0 | 0 | 0 | 0 | 0 | 0 | 0 | 0 | 0 | 0 | 0 | 0 | 0 | 0 | 0 | 0 | 0 | 0 | 0 | 0 | 0 | 0 | 0 | 0 | 0 | 0 | 0 | 0 | 0 | 0 | 0 | 0 | 0 | 0 | 0 | 0 | 0 | 0 | 0 | 0 | 0 | 0
Demand Response | Third Party Contracts | 0 | 0 | 0 | 0 | 0 | 0 | 0 | 0 | 0 | 0 | 0 | 0 | 0 | 0 | 0 | 0 | 0 | 0 | 0 | 0 | 0 | 0 | 0 | 0 | 0 | 0 | 0 | 0 | 0 | 0 | 0 | 0 | 0 | 0 | 0 | 0 | 0 | 0 | 0 | 0 | 0 | 0 | 0 | 0 | 0 | 0
Demand Response | Time-of-Use Opt-in | 0 | 0 | 6.7666 | 0 | 0 | 0 | 0 | 0 | 0 | 0 | 0 | 0 | 0 | 0 | 0 | 0 | 0 | 0 | 0 | 0 | 0 | 0 | 0 | 0 | 0 | 0 | 0 | 0 | 0 | 0 | 0 | 0 | 0 | 0 | 0 | 0 | 0 | 0 | 0 | 0 | 0 | 0 | 0 | 0 | 0 | 0
Demand Response | Battery Energy Storage | 0 | 0 | 0 | 0 | 0 | 0 | 0 | 0 | 0 | 0 | 0 | 0 | 0 | 0 | 0 | 0 | 0 | 0 | 0 | 0 | 0 | 0 | 0 | 0 | 0 | 0 | 0 | 0 | 0 | 0 | 0 | 0 | 0 | 0 | 0 | 0 | 0 | 0 | 0 | 0 | 0 | 0 | 0 | 0 | 0 | 0
Demand Response | Electric Vehicle TOU Opt-in | 0 | 0 | 0 | 0 | 0 | 0 | 0 | 0 | 0 | 0 | 0 | 0 | 0 | 0 | 0 | 0 | 0 | 0 | 0 | 0 | 0 | 0 | 0 | 0 | 0 | 0 | 0 | 0 | 0 | 0 | 0 | 0 | 0 | 0 | 0 | 0 | 0 | 0 | 0 | 0 | 0 | 0 | 0 | 0 | 0 | 0
Demand Response | Variable Peak Pricing Rates | 0 | 0 | 0 | 0 | 0 | 0 | 0 | 0 | 0 | 0 | 0 | 0 | 0 | 0 | 0 | 0 | 0 | 0 | 0 | 0 | 0 | 0 | 0 | 0 | 0 | 0 | 0 | 0 | 0 | 0 | 0 | 0 | 0 | 0 | 0 | 0 | 0 | 0 | 0 | 0 | 0 | 0 | 0 | 0 | 0 | 0
Demand Response |  | 0 | 0 | 6.7666 | 0 | 0 | 0 | 0 | 0 | 0 | 0 | 0 | 0 | 0 | 0 | 0 | 0 | 0 | 0 | 0 | 0 | 0 | 0 | 0 | 0 | 0 | 0 | 0 | 0 | 0 | 0 | 0 | 0 | 0 | 0 | 0 | 0 | 0 | 0 | 0 | 0 | 0 | 0 | 0 | 0 | 0 | 0 | 0 | 0 | 0 | 0 | 0 | 0 | 0 | 0 | 0 | 0 | 0 | 0 | 0 | 0 | 0 | 0 | 0 | 0 | 0 | 0 | 0 | 0 | 0
Natural Gas |  | 0 | 0 | 0 | 0 | 0 | 0 | 0 | 0 | 0 | 0 | 0 | 0 | 0 | 0 | 0 | 0 | 0 | 0 | 0 | 0 | 0 | 0 | 0 | 0 | 0 | 0 | 0 | 186.1822 | 0 | 0 | 0 | 0 | 0 | 0 | 0 | 0 | 0 | 0 | 0 | 0 | 0 | 0 | 0 | 0 | 0 | 0 | 0 | 0 | 0 | 0 | 0 | 0 | 0 | 0 | 0 | 0 | 0 | 0 | 0 | 5 | 0 | 0 | 0 | 0 | 0 | 0 | 0 | 0 | 0
Baseload Renewable |  | 0 | 0 | 0 | 0 | 0 | 0 | 0 | 0 | 20 | 0 | 0 | 0 | 0 | 0 | 0 | 0 | 0 | 0 | 0 | 0 | 0 | 0 | 20 | 0 | 0 | 0 | 0 | 0 | 0 | 0 | 0 | 0 | 0 | 0 | 0 | 0 | 0 | 0 | 0 | 0 | 0 | 0 | 0 | 0 | 0 | 0 | 0 | 0 | 0 | 0 | 0 | 0 | 0 | 0 | 0 | 0 | 0 | 0 | 0 | 0 | 0 | 0 | 0 | 0 | 0 | 0 | 0 | 0 | 0
Nuclear |  | 0 | 0 | 0 | 0 | 0 | 0 | 0 | 0 | 0 | 0 | 0 | 0 | 0 | 0 | 0 | 0 | 0 | 0 | 0 | 0 | 0 | 0 | 0 | 0 | 0 | 0 | 0 | 0 | 0 | 0 | 0 | 0 | 0 | 0 | 0 | 0 | 0 | 0 | 0 | 0 | 0 | 0 | 0 | 0 | 0 | 0 | 0 | 0 | 0 | 0 | 0 | 0 | 0 | 0 | 0 | 0 | 0 | 0 | 0 | 0 | 0 | 0 | 0 | 0 | 0 | 0 | 0 | 0 | 0
NW Wind |  | 0 | 0 | 0 | 0 | 0 | 0 | 0 | 150 | 0 | 0 | 0 | 0 | 0 | 0 | 0 | 0 | 0 | 0 | 140 | 105 | 0 | 137.1797 | 508.3715 | 0 | 0 | 0 | 0 | 0 | 0 | 0 | 0 | 0 | 0 | 0 | 0 | 0 | 0 | 0 | 0 | 0 | 0 | 0 | 0 | 0 | 0 | 0 | 0 | 0 | 0 | 0 | 0 | 0 | 0 | 0 | 0 | 0 | 0 | 0 | 0 | 0 | 0 | 0 | 0 | 0 | 0 | 0 | 0 | 0 | 0
Montana Wind |  | 0 | 0 | 0 | 0 | 125.0528 | 0 | 0 | 0 | 0 | 174.9472 | 0 | 0 | 0 | 0 | 0 | 0 | 0 | 0 | 0 | 0 | 0 | 0 | 0 | 0 | 0 | 0 | 0 | 0 | 0 | 0 | 0 | 0 | 0 | 0 | 0 | 0 | 0 | 0 | 0 | 0 | 0 | 0 | 0 | 0 | 0 | 0 | 0 | 0 | 0 | 0 | 0 | 0 | 0 | 0 | 0 | 0 | 0 | 0 | 0 | 0 | 0 | 0 | 0 | 0 | 0 | 0 | 0 | 0 | 0
Off Shore Wind |  | 0 | 0 | 0 | 0 | 0 | 0 | 0 | 0 | 0 | 0 | 0 | 0 | 0 | 0 | 0 | 0 | 0 | 0 | 0 | 0 | 0 | 0 | 0 | 0 | 0 | 0 | 0 | 0 | 0 | 0 | 0 | 0 | 0 | 0 | 0 | 0 | 0 | 0 | 0 | 0 | 0 | 0 | 0 | 0 | 0 | 0 | 0 | 0 | 0 | 0 | 0 | 0 | 0 | 0 | 0 | 0 | 0 | 0 | 0 | 0 | 0 | 0 | 0 | 0 | 0 | 0 | 0 | 0 | 0
Distributed Solar/ wStorage |  | 0 | 0.66843 | 0.67701 | 0.68633 | 0.69762 | 0.7109 | 0.71994 | 0.72744 | 0.74105 | 0.75298 | 0.76027 | 0.2 | 0.2 | 0.2 | 0.2 | 0.2 | 0.2 | 0.2 | 0.17306 | 0.2 | 0.18249 | 0.20553 | 0.22379 | 0 | 0 | 0 | 0 | 0 | 0 | 0 | 0 | 0 | 0 | 0 | 0 | 0 | 0 | 0 | 0 | 0 | 0 | 0 | 0 | 0 | 0 | 0 | 0 | 0 | 0 | 0 | 0 | 0 | 0 | 0 | 0 | 0 | 0 | 0 | 0 | 0 | 0 | 0 | 0 | 0 | 0 | 0 | 0 | 0 | 0
Utility Scale Solar |  | 0 | 0 | 0 | 0 | 0 | 0 | 0 | 0 | 0 | 0 | 0 | 0 | 0 | 0 | 0 | 0 | 0 | 0 | 0 | 0 | 0 | 0 | 0 | 0 | 0 | 0 | 0 | 0 | 0 | 0 | 0 | 0 | 0 | 0 | 0 | 0 | 0 | 0 | 0 | 0 | 0 | 0 | 0 | 0 | 0 | 0 | 0 | 0 | 0 | 0 | 0 | 0 | 0 | 0 | 0 | 0 | 0 | 0 | 0 | 0 | 0 | 0 | 0 | 0 | 0 | 0 | 0 | 0 | 0
Short Duration Storage (<8hr) |  | 0 | 0 | 0 | 0 | 25 | 0 | 35.662 | 0 | 0 | 0 | 0 | 0 | 0 | 0 | 0 | 0 | 0 | 51.4849 | 0 | 0 | 0 | 25 | 0 | 0 | 0 | 0 | 0 | 0 | 0 | 0 | 0 | 0 | 0 | 0 | 0 | 0 | 0 | 0 | 0 | 0 | 0 | 0 | 37.7838 | 0 | 0 | 0 | 0 | 0 | 0 | 0 | 0 | 0 | 0 | 0 | 0 | 0 | 0 | 0 | 0 | 0 | 0 | 0 | 0 | 0 | 0 | 0 | 0 | 0 | 0
Medium Duration Storage (8-24hr) |  | 0 | 0 | 0 | 0 | 0 | 0 | 0 | 0 | 0 | 0 | 0 | 0 | 0 | 0 | 0 | 0 | 0 | 0 | 0 | 0 | 0 | 0 | 0 | 0 | 0 | 0 | 0 | 0 | 0 | 0 | 0 | 0 | 0 | 0 | 0 | 0 | 0 | 0 | 0 | 0 | 0 | 0 | 0 | 0 | 0 | 0 | 0 | 0 | 0 | 0 | 0 | 0 | 0 | 0 | 0 | 0 | 0 | 0 | 0 | 0 | 0 | 0 | 0 | 0 | 0 | 0 | 0 | 0 | 0
Long Duration Storage (>24hr) |  | 0 | 0 | 0 | 0 | 0 | 0 | 0 | 0 | 0 | 147.4063 | 0 | 0 | 0 | 0 | 0 | 0 | 0 | 0 | 0 | 0 | 0 | 0 | 318.7723 | 0 | 0 | 0 | 0 | 0 | 0 | 0 | 0 | 0 | 0 | 0 | 0 | 0 | 0 | 0 | 0 | 0 | 0 | 0 | 0 | 0 | 0 | 78.974 | 0 | 0 | 0 | 0 | 0 | 0 | 0 | 0 | 0 | 0 | 0 | 0 | 0 | 0 | 0 | 91.0844 | 0 | 0 | 115.435 | 0 | 103.5725 | 0 | 0
Check |  |  | 0 | 0 | 0 | 0 | 0 | 0 | 0 | 0 | 0 | 0 | 0 | 0 | 0 | 0 | 0 | 0 | 0 | 0 | 0 | 0 | 0 | 0 | 0 | 0 | 0 | 0 | 0 | 0 | 0 | 0 | 0 | 0 | 0 | 0 | 0 | 0 | 0 | 0 | 0 | 0 | 0 | 0 | 0 | 0 | 0 | 0 | 0 | 0 | 0 | 0 | 0 | 0 | 0 | 0 | 0 | 0 | 0 | 0 | 0 | 0 | 0 | 0 | 0 | 0 | 0 | 0 | 0 | 0
|  |  | 2024 | 2025 | 2026 | 2027 | 2028 | 2029 | 2030 | 2031 | 2032 | 2033 | 2034 | 2035 | 2036 | 2037 | 2038 | 2039 | 2040 | 2041 | 2042 | 2043 | 2044 | 2045 | 2024-2033 | 2034-2045
Washington
| Demand Response |  | 0 | 6.7666 | 0 | 0 | 0 | 0 | 0 | 0 | 0 | 0 | 0 | 0 | 0 | 0 | 0 | 0 | 0 | 0 | 0 | 0 | 0 | 0 | 6.7666 | 0
| Natural Gas |  | 0 | 0 | 0 | 0 | 0 | 0 | 0 | 0 | 0 | 0 | 0 | 0 | 3.2825 | 0 | 0 | 0 | 0 | 0 | 0 | 0 | 0 | 0 | 0 | 3.2825
| Baseload Renewable |  | 0 | 0 | 0 | 0 | 0 | 0 | 0 | 20 | 0 | 0 | 0 | 0 | 0 | 0 | 0 | 0 | 0 | 0 | 0 | 0 | 0 | 20 | 20 | 20
| Nuclear |  | 0 | 0 | 0 | 0 | 0 | 0 | 0 | 0 | 0 | 0 | 0 | 0 | 0 | 0 | 0 | 0 | 0 | 0 | 0 | 0 | 0 | 0 | 0 | 0
| NW Wind |  | 0 | 0 | 0 | 0 | 0 | 0 | 150 | 0 | 0 | 0 | 0 | 0 | 0 | 0 | 0 | 0 | 0 | 140 | 105 | 0 | 137.1797 | 508.3715 | 150 | 890.5511
| Montana Wind |  | 0 | 0 | 0 | 125.0528 | 0 | 0 | 0 | 0 | 174.9472 | 0 | 0 | 0 | 0 | 0 | 0 | 0 | 0 | 0 | 0 | 0 | 0 | 0 | 300 | 0
| Off Shore Wind |  | 0 | 0 | 0 | 0 | 0 | 0 | 0 | 0 | 0 | 0 | 0 | 0 | 0 | 0 | 0 | 0 | 0 | 0 | 0 | 0 | 0 | 0 | 0 | 0
| Distributed Solar/ wStorage |  | 0.66843 | 0.67701 | 0.68633 | 0.69762 | 0.7109 | 0.71994 | 0.72744 | 0.74105 | 0.75298 | 0.76027 | 0.2 | 0.2 | 0.2 | 0.2 | 0.2 | 0.2 | 0.2 | 0.17306 | 0.2 | 0.18249 | 0.20553 | 0.22379 | 7.142 | 2.3849
| Utility Scale Solar |  | 0 | 0 | 0 | 0 | 0 | 0 | 0 | 0 | 0 | 0 | 0 | 0 | 0 | 0 | 0 | 0 | 0 | 0 | 0 | 0 | 0 | 0 | 0 | 0
| Short Duration Storage (<8hr) |  | 0 | 0 | 0 | 25 | 0 | 35.662 | 0 | 0 | 0 | 0 | 0 | 0 | 0 | 0 | 0 | 0 | 51.4849 | 0 | 0 | 0 | 25 | 0 | 60.662 | 76.4849
| Medium Duration Storage (8-24hr) |  | 0 | 0 | 0 | 0 | 0 | 0 | 0 | 0 | 0 | 0 | 0 | 0 | 0 | 0 | 0 | 0 | 0 | 0 | 0 | 0 | 0 | 0 | 0 | 0
| Long Duration Storage (>24hr) |  | 0 | 0 | 0 | 0 | 0 | 0 | 0 | 0 | 147.4063 | 0 | 0 | 0 | 0 | 0 | 59.7969 | 0 | 0 | 75.7831 | 0 | 67.9954 | 0 | 318.7723 | 147.4063 | 522.3476
| Total |  | 0.66843 | 7.4437 | 0.68633 | 150.7504 | 0.7109 | 36.382 | 150.7274 | 20.7411 | 323.1065 | 0.76027 | 0.2 | 0.2 | 3.4825 | 0.2 | 59.9969 | 0.2 | 51.6849 | 215.9562 | 105.2 | 68.1779 | 162.3852 | 847.3675 | 691.977 | 1515.051
Idaho
| Demand Response |  | 0 | 0 | 0 | 0 | 0 | 0 | 0 | 0 | 0 | 0 | 0 | 0 | 0 | 0 | 0 | 0 | 0 | 0 | 0 | 0 | 0 | 0 | 0 | 0
| Natural Gas |  | 0 | 0 | 0 | 186.1822 | 0 | 0 | 0 | 0 | 0 | 0 | 0 | 0 | 1.7175 | 0 | 0 | 0 | 0 | 0 | 0 | 0 | 0 | 0 | 186.1822 | 1.7175
| Baseload Renewable |  | 0 | 0 | 0 | 0 | 0 | 0 | 0 | 0 | 0 | 0 | 0 | 0 | 0 | 0 | 0 | 0 | 0 | 0 | 0 | 0 | 0 | 0 | 0 | 0
| Nuclear |  | 0 | 0 | 0 | 0 | 0 | 0 | 0 | 0 | 0 | 0 | 0 | 0 | 0 | 0 | 0 | 0 | 0 | 0 | 0 | 0 | 0 | 0 | 0 | 0
| NW Wind |  | 0 | 0 | 0 | 0 | 0 | 0 | 0 | 0 | 0 | 0 | 0 | 0 | 0 | 0 | 0 | 0 | 0 | 0 | 0 | 0 | 0 | 0 | 0 | 0
| Montana Wind |  | 0 | 0 | 0 | 0 | 0 | 0 | 0 | 0 | 0 | 0 | 0 | 0 | 0 | 0 | 0 | 0 | 0 | 0 | 0 | 0 | 0 | 0 | 0 | 0
| Off Shore Wind |  | 0 | 0 | 0 | 0 | 0 | 0 | 0 | 0 | 0 | 0 | 0 | 0 | 0 | 0 | 0 | 0 | 0 | 0 | 0 | 0 | 0 | 0 | 0 | 0
| Distributed Solar/ wStorage |  | 0 | 0 | 0 | 0 | 0 | 0 | 0 | 0 | 0 | 0 | 0 | 0 | 0 | 0 | 0 | 0 | 0 | 0 | 0 | 0 | 0 | 0 | 0 | 0
| Utility Scale Solar |  | 0 | 0 | 0 | 0 | 0 | 0 | 0 | 0 | 0 | 0 | 0 | 0 | 0 | 0 | 0 | 0 | 0 | 0 | 0 | 0 | 0 | 0 | 0 | 0
| Short Duration Storage (<8hr) |  | 0 | 0 | 0 | 0 | 0 | 0 | 0 | 0 | 0 | 0 | 0 | 0 | 0 | 0 | 0 | 0 | 0 | 0 | 37.7838 | 0 | 0 | 0 | 0 | 37.7838
| Medium Duration Storage (8-24hr) |  | 0 | 0 | 0 | 0 | 0 | 0 | 0 | 0 | 0 | 0 | 0 | 0 | 0 | 0 | 0 | 0 | 0 | 0 | 0 | 0 | 0 | 0 | 0 | 0
| Long Duration Storage (>24hr) |  | 0 | 0 | 0 | 0 | 0 | 0 | 0 | 0 | 0 | 0 | 0 | 0 | 0 | 0 | 31.2875 | 0 | 0 | 39.6519 | 0 | 35.5772 | 0 | 78.974 | 0 | 185.4906
| Total |  | 0 | 0 | 0 | 186.1822 | 0 | 0 | 0 | 0 | 0 | 0 | 0 | 0 | 1.7175 | 0 | 31.2875 | 0 | 0 | 39.6519 | 37.7838 | 35.5772 | 0 | 78.974 | 186.1822 | 224.9919

## Annual Summaries
6.58%
| Washington | [5 empty] | Idaho
| 1- Preferred Resource Strategy | 2- Alternative Lowest Reasonable Cost Portfolio | 3- No CETA/NCF no SCGHG | 4- No Resource Additons | 5- Least Cost_no NCF EE |  | 1- Preferred Resource Strategy | 2- Alternative Lowest Reasonable Cost Portfolio | 3- No CETA/NCF no SCGHG | 4- No Resource Additons | 5- Least Cost_no NCF EE
Cost (Millions)
2023 | 633.4546 | 633.047 | 633.4546 | 633.4546 | 633.2092 |  | 309.3646 | 309.3574 | 309.3654 | 309.3654 | 309.358
2024 | 655.2502 | 654.4858 | 655.2576 | 655.2576 | 654.6871 |  | 316.856 | 316.8147 | 316.8559 | 316.8559 | 316.8379
2025 | 667.0723 | 663.2898 | 667.0714 | 666.6398 | 666.1148 |  | 319.2613 | 317.9086 | 319.2595 | 319.2595 | 319.2625
2026 | 666.0362 | 660.9391 | 666.0232 | 665.6523 | 664.6206 |  | 324.7396 | 322.9567 | 324.736 | 324.736 | 324.7399
2027 | 706.6351 | 708.7194 | 709.8219 | 694.6152 | 704.7279 |  | 351.5185 | 349.08 | 343.7357 | 335.2645 | 351.5716
2028 | 735.455 | 736.8202 | 737.4264 | 723.3165 | 732.9549 |  | 360.3754 | 358.1041 | 353.404 | 345.1918 | 360.4219
2029 | 761.6403 | 763.8354 | 760.7069 | 746.4972 | 758.4906 |  | 370.3367 | 367.8871 | 365.505 | 354.8665 | 370.3806
2030 | 788.1173 | 788.2929 | 788.0667 | 774.3732 | 784.3399 |  | 383.0931 | 380.8321 | 378.2006 | 368.681 | 383.1074
2031 | 826.3697 | 822.0703 | 820.4979 | 806.056 | 821.996 |  | 397.4019 | 394.3614 | 393.7337 | 382.1457 | 397.4069
2032 | 888.0782 | 876.0822 | 855.136 | 834.5243 | 883.1659 |  | 410.6091 | 407.2074 | 412.7324 | 394.3447 | 410.6042
2033 | 910.2532 | 897.8628 | 879.2296 | 859.9478 | 904.7964 |  | 421.3516 | 417.9222 | 422.9586 | 405.6507 | 421.3357
2034 | 920.8397 | 907.6597 | 889.9721 | 871.4576 | 914.8233 |  | 425.1211 | 421.5871 | 426.733 | 409.9247 | 425.0925
2035 | 953.1778 | 939.2933 | 923.8162 | 907.2824 | 946.5571 |  | 441.2003 | 437.6575 | 442.5726 | 426.9845 | 441.1592
2036 | 981.9976 | 976.9576 | 973.1233 | 937.7859 | 974.7233 |  | 455.0935 | 456.4488 | 466.383 | 441.0479 | 455.0401
2037 | 1012.5775 | 1006.9669 | 1005.428 | 973.023 | 1004.5954 |  | 471.1647 | 475.0696 | 481.1807 | 458.0034 | 471.1024
2038 | 1056.6923 | 1054.5467 | 1036.5482 | 1004.6654 | 1048.6452 |  | 492.2937 | 498.3813 | 496.0938 | 473.2456 | 492.5789
2039 | 1099.9656 | 1096.2111 | 1081.2377 | 1051.5222 | 1091.1026 |  | 514.1655 | 519.7826 | 517.3022 | 495.8763 | 514.4375
2040 | 1133.1338 | 1123.6354 | 1124.2806 | 1088.2589 | 1122.3209 |  | 529.7604 | 534.3469 | 537.6685 | 514.2203 | 530.0071
2041 | 1175.7488 | 1162.0348 | 1139.1619 | 1104.3669 | 1163.9189 |  | 543.5557 | 557.7805 | 542.3949 | 519.5707 | 543.7251
2042 | 1224.217 | 1217.7292 | 1181.6699 | 1150.9232 | 1211.4957 |  | 565.2277 | 577.789 | 566.9356 | 540.1388 | 564.9664
2043 | 1291.7318 | 1272.0417 | 1247.7839 | 1206.7887 | 1277.9933 |  | 598.5191 | 602.0581 | 599.1765 | 567.3258 | 598.2321
2044 | 1351.5749 | 1329.8272 | 1305.2995 | 1266.1781 | 1336.2968 |  | 624.7702 | 624.1644 | 627.7646 | 599.1576 | 624.4742
2045 | 1584.4498 | 1434.9519 | 1386.8159 | 1367.8255 | 1568.2867 |  | 678.7658 | 654.4738 | 665.8888 | 632.6676 | 678.4523
NPV | 10081.5408 | 9990.0349 | 9907.1097 | 9720.3525 | 10024.5246 |  | 4768.8219 | 4762.1555 | 4765.0619 | 4621.7092 | 4768.8534
Levelized | 862.5423 | 854.7133 | 847.6185 | 831.6402 | 857.6642 |  | 408.0041 | 407.4338 | 407.6825 | 395.4177 | 408.0068
Levelized Delta |  | -7.8289 | -14.9237 | -30.902 | -4.8781 |  |  | -0.57035 | -0.32169 | -12.5865 | 0.0026946
2030 Delta |  | 0.17562 | -0.050615 | -13.7441 | -3.7775 |  |  | -2.261 | -4.8925 | -14.4121 | 0.014287
2045 Delta |  | -149.4978 | -197.6339 | -216.6242 | -16.163 |  |  | -24.2921 | -12.8771 | -46.0982 | -0.31353
2030 % Change |  | 0.02228% | -0.006422% | -1.744% | -0.4793% |  |  | -0.5902% | -1.277% | -3.762% | 0.003729%
2045 % Change |  | -9.435% | -12.47% | -13.67% | -1.02% |  |  | -3.579% | -1.897% | -6.791% | -0.04619%
Rates ($/kWh)
| 1- Preferred Resource Strategy | 2- Alternative Lowest Reasonable Cost Portfolio | 3- No CETA/NCF no SCGHG | 4- No Resource Additons | 5- Least Cost_no NCF EE |  | 1- Preferred Resource Strategy | 2- Alternative Lowest Reasonable Cost Portfolio | 3- No CETA/NCF no SCGHG | 4- No Resource Additons | 5- Least Cost_no NCF EE
2023 | 0.11082 | 0.11075 | 0.11082 | 0.11082 | 0.11078 |  | 0.099451 | 0.099449 | 0.099452 | 0.099452 | 0.099449
2024 | 0.11387 | 0.11374 | 0.11387 | 0.11387 | 0.11377 |  | 0.10154 | 0.10153 | 0.10154 | 0.10154 | 0.10154
2025 | 0.1155 | 0.11485 | 0.1155 | 0.11543 | 0.11534 |  | 0.10203 | 0.1016 | 0.10203 | 0.10203 | 0.10203
2026 | 0.11486 | 0.11399 | 0.11486 | 0.1148 | 0.11462 |  | 0.10338 | 0.10281 | 0.10337 | 0.10337 | 0.10338
2027 | 0.12131 | 0.12166 | 0.12185 | 0.11924 | 0.12098 |  | 0.11114 | 0.11037 | 0.10868 | 0.106 | 0.11116
2028 | 0.1257 | 0.12594 | 0.12604 | 0.12363 | 0.12528 |  | 0.1132 | 0.11248 | 0.11101 | 0.10843 | 0.11321
2029 | 0.12956 | 0.12993 | 0.1294 | 0.12698 | 0.12902 |  | 0.1155 | 0.11473 | 0.11399 | 0.11067 | 0.11551
2030 | 0.13352 | 0.13355 | 0.13351 | 0.13119 | 0.13288 |  | 0.11891 | 0.11821 | 0.11739 | 0.11443 | 0.11891
2031 | 0.13918 | 0.13846 | 0.13819 | 0.13576 | 0.13845 |  | 0.12246 | 0.12153 | 0.12133 | 0.11776 | 0.12247
2032 | 0.14867 | 0.14666 | 0.14315 | 0.1397 | 0.14785 |  | 0.12563 | 0.12459 | 0.12628 | 0.12066 | 0.12563
2033 | 0.15143 | 0.14936 | 0.14626 | 0.14306 | 0.15052 |  | 0.12786 | 0.12682 | 0.12835 | 0.1231 | 0.12785
2034 | 0.1522 | 0.15002 | 0.14709 | 0.14403 | 0.1512 |  | 0.12793 | 0.12687 | 0.12842 | 0.12336 | 0.12792
2035 | 0.15648 | 0.1542 | 0.15166 | 0.14895 | 0.1554 |  | 0.13174 | 0.13068 | 0.13215 | 0.12749 | 0.13172
2036 | 0.16008 | 0.15926 | 0.15864 | 0.15288 | 0.1589 |  | 0.13474 | 0.13514 | 0.13809 | 0.13058 | 0.13473
2037 | 0.16385 | 0.16295 | 0.1627 | 0.15745 | 0.16256 |  | 0.13822 | 0.13936 | 0.14116 | 0.13436 | 0.1382
2038 | 0.16967 | 0.16933 | 0.16644 | 0.16132 | 0.16838 |  | 0.14302 | 0.14479 | 0.14413 | 0.13749 | 0.14311
2039 | 0.17517 | 0.17457 | 0.17219 | 0.16746 | 0.17376 |  | 0.14793 | 0.14955 | 0.14883 | 0.14267 | 0.14801
2040 | 0.17888 | 0.17738 | 0.17748 | 0.1718 | 0.17717 |  | 0.15089 | 0.1522 | 0.15314 | 0.14646 | 0.15096
2041 | 0.18388 | 0.18174 | 0.17816 | 0.17272 | 0.18203 |  | 0.15308 | 0.15708 | 0.15275 | 0.14632 | 0.15313
2042 | 0.18955 | 0.18854 | 0.18296 | 0.1782 | 0.18758 |  | 0.15733 | 0.16082 | 0.1578 | 0.15034 | 0.15725
2043 | 0.19785 | 0.19483 | 0.19112 | 0.18484 | 0.19574 |  | 0.16457 | 0.16554 | 0.16475 | 0.15599 | 0.16449
2044 | 0.2046 | 0.20131 | 0.1976 | 0.19167 | 0.20229 |  | 0.1696 | 0.16943 | 0.17041 | 0.16264 | 0.16951
2045 | 0.23682 | 0.21448 | 0.20728 | 0.20445 | 0.23441 |  | 0.18163 | 0.17513 | 0.17818 | 0.16929 | 0.18154
2030 % Change to PRS |  | 0.02228% | -0.006422% | -1.744% | -0.4793% |  |  | -0.5902% | -1.277% | -3.762% | 0.003729%
2045 % Change to PRS |  | -9.435% | -12.47% | -13.67% | -1.02% |  |  | -3.579% | -1.897% | -6.791% | -0.04619%
Emissions
| 1- Preferred Resource Strategy | 2- Alternative Lowest Reasonable Cost Portfolio | 3- No CETA/NCF no SCGHG | 4- No Resource Additons | 5- Least Cost_no NCF EE | 2019 Gross Emissions
2023 | 2.8794 | 2.8794 | 2.8794 | 2.8794 | 2.8794 | 0
2024 | 2.9633 | 2.9633 | 2.9633 | 2.9633 | 2.9633 | 0
2025 | 2.7021 | 2.7021 | 2.7021 | 2.7021 | 2.7021 | 0
2026 | 1.482 | 1.482 | 1.482 | 1.482 | 1.482 | 0
2027 | 1.1294 | 1.1216 | 1.1783 | 0.87625 | 1.1302 | 0
2028 | 1.1631 | 1.1651 | 1.2172 | 0.88317 | 1.164 | 0
2029 | 1.1324 | 1.1345 | 1.1847 | 0.86187 | 1.1333 | 0
2030 | 1.1809 | 1.1828 | 1.2353 | 0.89941 | 1.1819 | 0
2031 | 1.0502 | 1.0519 | 1.0961 | 0.81314 | 1.051 | 0
2032 | 0.9754 | 0.97673 | 1.0164 | 0.76329 | 0.97612 | 0
2033 | 0.96387 | 0.96522 | 1.0054 | 0.7492 | 0.96459 | 0
2034 | 0.94922 | 0.95058 | 0.99114 | 0.73243 | 0.94995 | 0
2035 | 0.95852 | 0.96493 | 1.0069 | 0.73341 | 0.95928 | 0
2036 | 0.94969 | 0.95123 | 1.2254 | 0.72006 | 0.95045 | 0
2037 | 0.93097 | 0.9327 | 1.205 | 0.70269 | 0.93172 | 0
2038 | 0.90493 | 0.90675 | 1.178 | 0.67737 | 0.90568 | 0
2039 | 0.89663 | 0.89863 | 1.1702 | 0.66859 | 0.89738 | 0
2040 | 0.89795 | 0.90059 | 1.4009 | 0.66361 | 0.89872 | 0
2041 | 0.86035 | 1.0846 | 1.3621 | 0.62656 | 0.86112 | 0
2042 | 0.85871 | 1.0846 | 1.3637 | 0.62331 | 0.85948 | 0
2043 | 0.86382 | 1.0933 | 1.3764 | 0.62481 | 0.86461 | 0
2044 | 0.96166 | 1.2243 | 1.5475 | 0.68837 | 0.96256 | 0
2045 | 0.40828 | 0.93932 | 1.2616 | 0.1519 | 0.40914 | 0
Levelized 2.5% | 1.2266 | 1.2745 | 1.3985 | 1.0487 | 1.2272
Levelized 6.68% | 1.3959 | 1.4277 | 1.5267 | 1.23 | 1.3965
2024 Emissions | 2.9633 | 2.9633 | 2.9633 | 2.9633 | 2.9633
2045 Emissions | 0.40828 | 0.93932 | 1.2616 | 0.1519 | 0.40914
| 1- Preferred Resource Strategy | 2- Alternative Lowest Reasonable Cost Portfolio | 3- No CETA/NCF no SCGHG | 4- No Resource Additons | 5- Least Cost_no NCF EE
2023 | 263.2479 | 263.5028 | 263.2497 | 263.2497 | 263.2652
2024 | 257.9667 | 258.2248 | 258.0133 | 258.0133 | 258.0049
2025 | 229.8822 | 228.6501 | 229.9419 | 229.9419 | 229.9296
2026 | 248.879 | 247.4866 | 248.9691 | 248.9691 | 248.9551
2027 | 231.713 | 196.8606 | 252.3408 | 262.1659 | 231.6877
2028 | 253.323 | 216.0501 | 274.9169 | 286.7638 | 253.3351
2029 | 249.2097 | 209.3736 | 271.9119 | 289.4592 | 249.2815
2030 | 238.3401 | 191.0058 | 288.0002 | 298.7208 | 238.4301
2031 | 239.0435 | 199.9116 | 285.4803 | 299.274 | 239.1803
2032 | 213.5772 | 205.4972 | 222.1741 | 314.9342 | 213.8175
2033 | 211.3419 | 200.8876 | 221.3658 | 310.676 | 211.5796
2034 | 192.584 | 184.8302 | 203.5189 | 297.5566 | 192.8577
2035 | 202.7918 | 194.4378 | 213.8686 | 317.4608 | 203.1378
2036 | 201.7761 | 191.1757 | 207.9329 | 313.3389 | 202.0792
2037 | 209.8938 | 198.9008 | 214.6866 | 329.5407 | 210.2368
2038 | 224.7446 | 202.7538 | 229.7724 | 350.8637 | 225.1515
2039 | 240.9795 | 216.1705 | 250.8603 | 373.5586 | 241.4187
2040 | 254.2563 | 233.8629 | 255.337 | 410.2575 | 255.8315
2041 | 197.9822 | 196.1967 | 222.1836 | 386.2108 | 199.7238
2042 | 190.5425 | 220.6259 | 248.1247 | 424.728 | 193.3156
2043 | 204.9712 | 246.7133 | 264.7435 | 455.445 | 207.8642
2044 | 209.445 | 251.9763 | 266.2671 | 531.7742 | 213.2449
2045 | 213.8979 | 258.1672 | 267.0927 | 535.764 | 217.7264
Levelized 6.58% | 223.4257 | 212.1143 | 239.5297 | 299.0313 | 223.9016
PVRR | 2705.2642 | 2568.3047 | 2900.2542 | 3620.7059 | 2711.0267

## Summary Table
[11 empty] | 2045 | 2045
Scenario | WA- PVRR ($ Mill) | ID-PVRR ($ Mill) | WA 2030 Rate ($/kWh) | WA 2045 Rate ($/kWh) | ID 2030 Rate ($/kWh) | ID 2045 Rate ($/kWh) | 2030 Stdev ($ Mill) | 2045 Stdev ($ Mill) | 2045 Tail Risk ($ Mill) | 2045 GHG Emissions (MT) | Change in WA Rate | Change in ID Rate | Total PVRR ($ Mill)
1- Preferred Resource Strategy | 10081.5408 | 4768.8219 | 0.13352 | 0.23682 | 0.11891 | 0.18163 | #REF! | #REF! | #REF! | 0.40828 |  |  | 14850.3627
2- Alternative Lowest Reasonable Cost Portfolio | 9990.0349 | 4762.1555 | 0.13355 | 0.21448 | 0.11821 | 0.17513 | #REF! | #REF! | #REF! | 0.93932 | -9.435% | -3.579% | 14752.1904
3- No CETA/NCF no SCGHG | 9907.1097 | 4765.0619 | 0.13351 | 0.20728 | 0.11739 | 0.17818 | #REF! | #REF! | #REF! | 1.2616 | -12.47% | -1.897% | 14672.1716
4- No Resource Additons | 9720.3525 | 4621.7092 | 0.13119 | 0.20445 | 0.11443 | 0.16929 | #REF! | #REF! | #REF! | 0.1519 | -13.67% | -6.791% | 14342.0617
5- Least Cost_no NCF EE | 10024.5246 | 4768.8534 | 0.13288 | 0.23441 | 0.11891 | 0.18154 | #REF! | #REF! | #REF! | 0.40914 | -1.02% | -0.04619% | 14793.3781

## GHG-PRS
| 2023 | 2024 | 2025 | 2026 | 2027 | 2028 | 2029 | 2030 | 2031 | 2032 | 2033 | 2034 | 2035 | 2036 | 2037 | 2038 | 2039 | 2040 | 2041 | 2042 | 2043 | 2044 | 2045
Current Natural Gas Expected GHG Emissions | 1.4244 | 1.5674 | 1.485 | 1.482 | 0.87625 | 0.88317 | 0.86187 | 0.89941 | 0.81314 | 0.76329 | 0.7492 | 0.73243 | 0.73341 | 0.72006 | 0.70269 | 0.67737 | 0.66859 | 0.66361 | 0.62656 | 0.62331 | 0.62481 | 0.68837 | 0.1519
Colstrip Expected GHG Emissions | 1.455 | 1.3959 | 1.2171 | 0 | 0 | 0 | 0 | 0 | 0 | 0 | 0 | 0 | 0 | 0 | 0 | 0 | 0 | 0 | 0 | 0 | 0 | 0 | 0
New Resource Expected GHG Emissions | 0 | 0 | 0 | 0 | 0.25312 | 0.27988 | 0.27055 | 0.2815 | 0.23707 | 0.21211 | 0.21467 | 0.21679 | 0.22511 | 0.22963 | 0.22828 | 0.22756 | 0.22804 | 0.23434 | 0.23379 | 0.2354 | 0.23902 | 0.27329 | 0.25638
New Storage Resources | 0 | 0 | 0 | 0 | 0 | 0 | 0 | 0 | 0 | 0 | 0 | 0 | 0 | 0 | 0 | 0 | 0 | 0 | 0 | 0 | 0 | 0 | 0
Net Market Purchases/Sales | -0.38352 | -0.51862 | -0.39885 | -0.06382 | 0.0015794 | 0.011106 | 0.025438 | -0.042005 | -0.01636 | 0.0061649 | 0.014759 | 0.082637 | 0.091546 | 0.10949 | 0.1062 | 0.13697 | 0.15238 | 0.15373 | 0.22289 | 0.14309 | 0.22488 | 0.16593 | 0.090597
Total Expected GHG Emissions | 2.4959 | 2.4447 | 2.3033 | 1.4182 | 1.131 | 1.1742 | 1.1579 | 1.1389 | 1.0339 | 0.98157 | 0.97863 | 1.0319 | 1.0501 | 1.0592 | 1.0372 | 1.0419 | 1.049 | 1.0517 | 1.0832 | 1.0018 | 1.0887 | 1.1276 | 0.49888
Upstream GHG Emissions | -0.0059302 | -0.012567 | -0.019698 | -0.026931 | -0.034347 | -0.041929 | -0.049248 | -0.055709 | -0.06156 | -0.066454 | -0.069944 | -0.072263 | -0.073494 | -0.073832 | -0.073282 | -0.07175 | -0.069679 | -0.067125 | -0.064141 | -0.06064 | -0.056642 | -0.052549 | -0.048145
Construction/Operation Emissions | 0.082772 | 0.0875 | 0.082289 | 0.079983 | 0.040435 | 0.039125 | 0.038258 | 0.039983 | 0.037094 | 0.035448 | 0.034465 | 0.033339 | 0.032931 | 0.032317 | 0.031367 | 0.029777 | 0.02922 | 0.028482 | 0.027785 | 0.027474 | 0.027305 | 0.029519 | 0
Current Resources | 2.8794 | 2.9633 | 2.7021 | 1.482 | 0.87625 | 0.88317 | 0.86187 | 0.89941 | 0.81314 | 0.76329 | 0.7492 | 0.73243 | 0.73341 | 0.72006 | 0.70269 | 0.67737 | 0.66859 | 0.66361 | 0.62656 | 0.62331 | 0.62481 | 0.68837 | 0.1519
New Resources | 0 | 0 | 0 | 0 | 0.25312 | 0.27988 | 0.27055 | 0.2815 | 0.23707 | 0.21211 | 0.21467 | 0.21679 | 0.22511 | 0.22963 | 0.22828 | 0.22756 | 0.22804 | 0.23434 | 0.23379 | 0.2354 | 0.23902 | 0.27329 | 0.25638
Net Market Transactions | -0.38352 | -0.51862 | -0.39885 | -0.06382 | 0.0015794 | 0.011106 | 0.025438 | -0.042005 | -0.01636 | 0.0061649 | 0.014759 | 0.082637 | 0.091546 | 0.10949 | 0.1062 | 0.13697 | 0.15238 | 0.15373 | 0.22289 | 0.14309 | 0.22488 | 0.16593 | 0.090597
Upstream/Construction/Operations | 0.076841 | 0.074933 | 0.06259 | 0.053051 | 0.0060884 | -0.0028038 | -0.01099 | -0.015725 | -0.024466 | -0.031005 | -0.035479 | -0.038924 | -0.040563 | -0.041515 | -0.041916 | -0.041973 | -0.040459 | -0.038643 | -0.036355 | -0.033166 | -0.029337 | -0.02303 | -0.048145
Net Emissions | 2.5728 | 2.5196 | 2.3658 | 1.4713 | 1.137 | 1.1714 | 1.1469 | 1.1232 | 1.0094 | 0.95056 | 0.94315 | 0.99294 | 1.0095 | 1.0177 | 0.99525 | 0.99993 | 1.0086 | 1.013 | 1.0469 | 0.96864 | 1.0594 | 1.1046 | 0.45073
2021 Generated Emissions | 2.898 | 2.898 | 2.898 | 2.898 | 2.898 | 2.898 | 2.898 | 2.898 | 2.898 | 2.898 | 2.898 | 2.898 | 2.898 | 2.898 | 2.898 | 2.898 | 2.898 | 2.898 | 2.898 | 2.898 | 2.898 | 2.898 | 2.898
Colstrip Emissions | 2023: 1.2699; 2024: 1.1936; 2025: 1.1952
Dispatched Emissions w/ Colstrip Operating to 2025 | 2023: 4.1493; 2024: 4.1569; 2025: 3.8973

## Cost Cap
| PRS | Other Named Community Investment Fund | Total PRS | Alternative Lowest Reasonable Cost Portfolio |  |  | Cost Cap |  |  | 2026-2029 | 2030-2033 | 2034-2037 | 2038-2041 | 2042-45
2023 | 633.4546 | 2.5 | 635.9546 | 633.047 | 2.9076 |  |  |  | Cost Cap Spending | 135.8047 | 158.8089 | 183.3995 | 210.1513 | 243.5047
2024 | 655.2502 | 2.55 | 657.8002 | 654.4858 | 3.3144 |  |  |  | PRS w NCF spending | 10.3871 | 40.3462 | 50.5269 | 42.9804 | 212.4344
2025 | 667.0723 | 2.601 | 669.6733 | 663.2898 | 6.3835 |  | 13.2658 |  | Delta | 125.4176 | 118.4626 | 132.8726 | 167.1709 | 31.0703
2026 | 666.0362 | 2.653 | 668.6892 | 660.9391 | 7.7501 |  | 13.2188
2027 | 706.6351 | 2.7061 | 709.3412 | 708.7194 | 0.62174 |  | 14.1744
2028 | 735.455 | 2.7602 | 738.2152 | 736.8202 | 1.3949 |  | 14.7364
2029 | 761.6403 | 2.8154 | 764.4557 | 763.8354 | 0.62034 | 10.3871 | 15.2767 | 135.8047
2030 | 788.1173 | 2.8717 | 790.989 | 788.2929 | 2.6961 |  | 15.7659
2031 | 826.3697 | 2.9291 | 829.2988 | 822.0703 | 7.2285 |  | 16.4414
2032 | 888.0782 | 2.9877 | 891.066 | 876.0822 | 14.9838 |  | 17.5216
2033 | 910.2532 | 3.0475 | 913.3007 | 897.8628 | 15.4379 | 40.3462 | 17.9573 | 158.8089
2034 | 920.8397 | 3.1084 | 923.9481 | 907.6597 | 16.2884 |  | 18.1532
2035 | 953.1778 | 3.1706 | 956.3484 | 939.2933 | 17.0551 |  | 18.7859
2036 | 981.9976 | 3.234 | 985.2317 | 976.9576 | 8.274 |  | 19.5392
2037 | 1012.5775 | 3.2987 | 1015.8762 | 1006.9669 | 8.9093 | 50.5269 | 20.1393 | 183.3995
2038 | 1056.6923 | 3.3647 | 1060.057 | 1054.5467 | 5.5103 |  | 21.0909
2039 | 1099.9656 | 3.432 | 1103.3975 | 1096.2111 | 7.1864 |  | 21.9242
2040 | 1133.1338 | 3.5006 | 1136.6344 | 1123.6354 | 12.999 |  | 22.4727
2041 | 1175.7488 | 3.5706 | 1179.3194 | 1162.0348 | 17.2847 | 42.9804 | 23.2407 | 210.1513
2042 | 1224.217 | 3.642 | 1227.859 | 1217.7292 | 10.1298 |  | 24.3546
2043 | 1291.7318 | 3.7149 | 1295.4466 | 1272.0417 | 23.4049 |  | 25.4408
2044 | 1351.5749 | 3.7892 | 1355.3641 | 1329.8272 | 25.5369 |  | 26.5965
2045 | 1584.4498 | 3.8649 | 1588.3147 | 1434.9519 | 153.3628 | 212.4344 |  | 243.5047
100.8%
101.8%
101.9%
110.7%

## SR-Avoided Cost
Discount Rate | 6.58%
Escalator | 2% |  | Capacity Calculation (Portfolio 4 - Portfolio 3) | [5 empty] | PRS Premium- i.e. clean premium (Portfolio 1 - Portfolio 3)
|  |  | Incremental Revenue Requirement | Incremental Winter Peak MW |  | Tilted & Levelized Inc. RR | Avoided Capacity Price ($/kW-yr) | Inc. RR Validation | Inc. Rev. Req. | Dispatch GWh |  | Inc. Rev. Req. | $/MWh | Year | Flat ($/MWh) | On-Peak ($/MWh) | Off-Peak ($/MWh) | Clean Energy Premium ($/MWh) | Capacity Premium ($/kW-Yr)
|  | 2024 | 0 | 0 |  | 0 | 0 | 0 | -0.0071907 | 0.98437 |  | 0 | 0 | 2024 | 42.9913 | 44.2686 | 41.2846 | 0 | 0
|  | 2025 | 0.43158 | 0.43373 |  | 0 | 0 | 0 | 0.0027647 | 1.9625 |  | 0 | 0 | 2025 | 38.7253 | 39.4968 | 37.6956 | 0 | 0
|  | 2026 | 0.37097 | 1.3991 |  | 0 | 0 | 0 | 0.016553 | 2.9407 |  | 0 | 0 | 2026 | 36.924 | 36.7716 | 37.1273 | 0 | 0
|  | 2027 | 23.6779 | 221.5501 |  | 34.4721 | 78.0328 | 17.2882 | 4.596 | 979.3747 |  | 18.6072 | 16.8545 | 2027 | 33.4375 | 32.446 | 34.7609 | 16.8545 | 78.0328
|  | 2028 | 22.3221 | 222.7348 |  | 35.1616 | 79.5935 | 17.7282 | 5 | 1026.9984 |  | 18.9793 | 17.1916 | 2028 | 33.2368 | 31.4332 | 35.6287 | 17.1916 | 79.5935
|  | 2029 | 24.8482 | 238.5888 |  | 35.8648 | 81.1853 | 19.3699 | 5.7651 | 1001.8846 |  | 19.3589 | 17.5354 | 2029 | 33.7893 | 32.0006 | 36.1769 | 17.5354 | 81.1853
|  | 2030 | 23.2131 | 237.3892 |  | 36.5821 | 82.809 | 19.658 | 4.9431 | 1529.5528 |  | 19.7461 | 17.8861 | 2030 | 35.4858 | 32.7359 | 39.1562 | 17.8861 | 82.809
|  | 2031 | 26.0298 | 247.5896 |  | 37.3137 | 84.4652 | 20.9127 | 9.54 | 1604.2349 |  | 20.141 | 18.2439 | 2031 | 35.9772 | 32.8385 | 40.1664 | 18.2439 | 84.4652
|  | 2032 | 38.9995 | 344.0608 |  | 38.06 | 86.1545 | 29.6424 | 30.8189 | 1676.3573 |  | 20.5438 | 18.6087 | 2032 | 36.0325 | 32.6766 | 40.5165 | 18.6087 | 86.1545
|  | 2033 | 36.5897 | 340.4074 |  | 38.8212 | 87.8776 | 29.9142 | 29.4166 | 1658.3775 |  | 20.9547 | 18.9809 | 2033 | 36.5032 | 32.6919 | 41.5902 | 18.9809 | 87.8776
|  | 2034 | 35.3228 | 336.7679 |  | 39.5976 | 89.6352 | 30.1862 | 29.2557 | 1661.8457 |  | 21.3738 | 19.3605 | 2034 | 36.2636 | 32.2265 | 41.6121 | 19.3605 | 89.6352
|  | 2035 | 32.1219 | 338.3825 |  | 40.3896 | 91.4279 | 30.9376 | 27.9892 | 1660.8465 |  | 21.8013 | 19.7477 | 2035 | 37.503 | 33.6214 | 42.684 | 19.7477 | 91.4279
|  | 2036 | 60.6725 | 523.9277 |  | 41.1974 | 93.2564 | 48.8596 | -2.4151 | 1651.4805 |  | 22.2373 | 20.1427 | 2036 | 37.5844 | 33.3275 | 43.2723 | 20.1427 | 93.2564
|  | 2037 | 55.5823 | 520.8865 |  | 42.0213 | 95.1216 | 49.5475 | -2.8665 | 1649.4622 |  | 22.682 | 20.5456 | 2037 | 38.6019 | 34.1595 | 44.5314 | 20.5456 | 95.1216
|  | 2038 | 54.731 | 517.998 |  | 42.8617 | 97.024 | 50.2582 | 16.344 | 1613.2708 |  | 23.1357 | 20.9565 | 2038 | 39.1902 | 34.6383 | 45.2659 | 20.9565 | 97.024
|  | 2039 | 51.1415 | 515.2524 |  | 43.719 | 98.9645 | 50.9917 | 15.5912 | 1607.7762 |  | 23.5984 | 21.3756 | 2039 | 39.5911 | 34.8959 | 45.858 | 21.3756 | 98.9645
|  | 2040 | 59.4699 | 689.8821 |  | 44.5934 | 100.9438 | 69.6393 | 0.9451 | 1579.2635 |  | 24.0703 | 21.8031 | 2040 | 41.3148 | 36.5163 | 47.679 | 21.8031 | 100.9438
|  | 2041 | 57.6192 | 687.3956 |  | 45.4852 | 102.9626 | 70.7761 | 37.7477 | 1359.1642 |  | 24.5518 | 22.2392 | 2041 | 42.0547 | 37.2947 | 48.4081 | 22.2392 | 102.9626
|  | 2042 | 57.5436 | 704.4409 |  | 46.3949 | 105.0219 | 73.9817 | 40.8392 | 1659.6151 |  | 25.0428 | 22.684 | 2042 | 43.414 | 38.6355 | 49.7921 | 22.684 | 105.0219
|  | 2043 | 72.8459 | 798.8287 |  | 47.3228 | 107.1223 | 85.5724 | 43.2904 | 1151.0535 |  | 25.5436 | 23.1376 | 2043 | 44.5394 | 39.5132 | 51.2482 | 23.1376 | 107.1223
|  | 2044 | 67.7284 | 893.414 |  | 48.2693 | 109.2648 | 97.6187 | 43.281 | 1720.9813 |  | 26.0545 | 23.6004 | 2044 | 46.7096 | 41.3797 | 53.8314 | 23.6004 | 109.2648
|  | 2045 | 52.2115 | 1031.9894 |  | 49.2347 | 111.4501 | 115.0153 | 210.511 | 3069.4025 |  | 26.5756 | 24.0724 | 2045 | 48.3774 | 42.9512 | 55.5662 | 24.0724 | 111.4501
[14 empty] | 20 yr Levelized | 37.6064 | 35.232 | 40.772 | 14.6049 | 67.6175
|  | NPV | 351.8311 |  | 0 | 351.8311 | 0 | 351.8311 | 189.9169 | 1103.9868 | -0.0075494 | 189.9094 |  | 22 yr Levelized | 38.0462 | 35.5385 | 41.3888 | 15.0142 | 69.5125